## Sheet1
PART NUMBER | UPC # | WEBLINK | REMARK | DESCRIPTION | LIST PRICE | NET PRICE | PER | PRODUCT CLASS | WEIGHT PER PACKING UNIT [ lbs. ] | STANDARD PACKAGING QTY | SERVICE LEVEL | FINISH | MATERIAL | UNSPSC | ETIM | CATEGORY | FAMILY | URL
15 | 78285600136 | 15 |  | ERICO CADWELD Welding Material, F20 | 5.94 |  | EA | BA | 0.053 | 20 | Stock |  |  | 39121457 | EC011984 | CADWELD | Welding Material | https://www.erico.com/part.asp?part=15
25 | 78285600125 | 25 |  | ERICO CADWELD Welding Material, F20 | 6.82 |  | EA | BA | 0.075 | 20 | Stock |  |  | 39121457 | EC011984 | CADWELD | Welding Material | https://www.erico.com/part.asp?part=25
32 | 78285600143 | 32 |  | ERICO CADWELD Welding Material, F20 | 8.65 |  | EA | BA | 0.095 | 20 | Stock |  |  | 39121457 | EC011984 | CADWELD | Welding Material | https://www.erico.com/part.asp?part=32
45 | 78285600141 | 45 |  | ERICO CADWELD Welding Material, F20 | 11.85 |  | EA | BA | 0.132 | 20 | Stock |  |  | 39121457 | EC011984 | CADWELD | Welding Material | https://www.erico.com/part.asp?part=45
65 | 78285600161 | 65 |  | ERICO CADWELD Welding Material, F20 | 14.72 |  | EA | BA | 0.163 | 20 | Stock |  |  | 39121457 | EC011984 | CADWELD | Welding Material | https://www.erico.com/part.asp?part=65
90 | 78285600166 | 90 |  | ERICO CADWELD Welding Material, F20 | 20.46 |  | EA | BA | 0.249 | 10 | Stock |  |  | 39121457 | EC011984 | CADWELD | Welding Material | https://www.erico.com/part.asp?part=90
115 | 78285600137 | 115 |  | ERICO CADWELD Welding Material, F20 | 25.64 |  | EA | BA | 0.353 | 10 | Stock |  |  | 39121457 | EC011984 | CADWELD | Welding Material | https://www.erico.com/part.asp?part=115
150 | 78285600135 | 150 |  | ERICO CADWELD Welding Material, F20 | 32.08 |  | EA | BA | 0.417 | 10 | Stock |  |  | 39121457 | EC011984 | CADWELD | Welding Material | https://www.erico.com/part.asp?part=150
200 | 78285600131 | 200 |  | ERICO CADWELD Welding Material, F20 | 39.82 |  | EA | BA | 0.536 | 10 | Stock |  |  | 39121457 | EC011984 | CADWELD | Welding Material | https://www.erico.com/part.asp?part=200
250 | 78285600153 | 250 |  | ERICO CADWELD Welding Material, F20 | 46.29 |  | EA | BA | 0.602 | 10 | Stock |  |  | 39121457 | EC011984 | CADWELD | Welding Material | https://www.erico.com/part.asp?part=250
500 | 78285600156 | 500 |  | ERICO CADWELD Welding Material, F20 | 88.11 |  | EA | BA | 1.186 | 10 | Stock |  |  | 39121457 | EC011984 | CADWELD | Welding Material | https://www.erico.com/part.asp?part=500
559600 | 78285657936 | 559600 |  | Ground Bar Insulator, 1" Long X 1-1/8" Diameter, 1/4-20 X 5/16" Thread, Black | CONTACT FACTORY |  | EA | GI | 0 | 50 | Non-Stock |  |  |  |  | ERIFLEX | Insulators | https://www.erico.com/part.asp?part=559600
559620 | 78285657938 | 559620 |  | Ground Bar Insulator, 1-1/4" Long X 1-5/8" Diameter, 1/4-20 X 5/16" Thread, Black | CONTACT FACTORY |  | EA | GI | 0 | 25 | Non-Stock |  |  |  |  | ERIFLEX | Insulators | https://www.erico.com/part.asp?part=559620
559660 | 78285657942 | 559660 |  | Ground Bar Insulator, 1-1/2" Long X 2" Diameter, 3/8-16 X 3/8" Thread, Black | CONTACT FACTORY |  | EA | GI | 0 | 25 | Non-Stock |  |  |  |  | ERIFLEX | Insulators | https://www.erico.com/part.asp?part=559660
559685 | 78285658327 | 559685 |  | Ground Bar Insulator, 2-1/8" Long X 2-1/2" Diameter, 5/8-11 X 5/8" Thread, Black | CONTACT FACTORY |  | EA | GI | 0 | 25 | Non-Stock |  |  |  |  | ERIFLEX | Insulators | https://www.erico.com/part.asp?part=559685
559686 | 78285658328 | 559686 |  | Ground Bar Insulator, 2-1/4" Long X 2-1/2" Diameter, 1/2-13 X 5/8" Thread, Black | CONTACT FACTORY |  | EA | GI | 0 | 25 | Non-Stock |  |  |  |  | ERIFLEX | Insulators | https://www.erico.com/part.asp?part=559686
559687 | 78285658329 | 559687 |  | Ground Bar Insulator, 2-1/4" Long X 2-1/2" Diameter, 3/8-16 X 5/8" Thread, Black | CONTACT FACTORY |  | EA | GI | 0 | 25 | Non-Stock |  |  |  |  | ERIFLEX | Insulators | https://www.erico.com/part.asp?part=559687
611300 | 78285630606 | 611300 |  | Copper-Bonded Ground Rod, Pointed, 1/2" dia, 10', 10 mil Plating, 6.9 lb | 52.53 |  | EA | A1 | 6.9 | 5 | Stock |  | Copper-Bonded Steel | 39121613 | EC000492 | Ground Rods | Copper-Bonded Ground Rods | https://www.erico.com/part.asp?part=611300
611350 | 78285664931 | 611350 |  | Copper-Bonded Ground Rod, Pointed, 1/2" dia, 5', 10 mil Plating, 3.5 lb | 27.88 |  | EA | A1 | 3.5 | 5 | Stock |  | Copper-Bonded Steel | 39121613 | EC000492 | Ground Rods | Copper-Bonded Ground Rods | https://www.erico.com/part.asp?part=611350
611353 | 78285660096 | 611353 |  | Copper-Bonded Ground Rod, Pointed, 1/2" dia, 5', 13 mil Plating, 3.7 lb | 30.97 |  | EA | A1 | 3.7 | 5 | Stock |  | Copper-Bonded Steel | 39121613 | EC000492 | Ground Rods | Copper-Bonded Ground Rods | https://www.erico.com/part.asp?part=611353
611360 | 78285664884 | 611360 |  | Copper-Bonded Ground Rod, Pointed, 1/2" dia, 6', 10 mil Plating, 4.4 lb | 31.81 |  | EA | A1 | 4.4 | 5 | Stock |  | Copper-Bonded Steel | 39121613 | EC000492 | Ground Rods | Copper-Bonded Ground Rods | https://www.erico.com/part.asp?part=611360
611380 | 78285630604 | 611380 |  | Copper-Bonded Ground Rod, Pointed, 1/2" dia, 8', 10 mil Plating, 5.5 lb | 41.89 |  | EA | A1 | 5.5 | 5 | Stock |  | Copper-Bonded Steel | 39121613 | EC000492 | Ground Rods | Copper-Bonded Ground Rods | https://www.erico.com/part.asp?part=611380
613400 | 78285630617 | 613400 |  | Copper-Bonded Ground Rod, Pointed, 3/4" dia, 10', 10 mil Plating, 12.6 lb | 78.54 |  | EA | A1 | 12.6 | 5 | Stock |  | Copper-Bonded Steel | 39121613 | EC000492 | Ground Rods | Copper-Bonded Ground Rods | https://www.erico.com/part.asp?part=613400
613403 | 78285660988 | 613403 |  | Copper-Bonded Ground Rod, Pointed, 3/4" dia, 10', 13 mil Plating, 12.4 lb | 92.94 |  | EA | A1 | 12.4 | 5 | Stock |  | Copper-Bonded Steel | 39121613 | EC000492 | Ground Rods | Copper-Bonded Ground Rods | https://www.erico.com/part.asp?part=613403
613412 | 78285630618 | 613412 |  | Copper-Bonded Ground Rod, Pointed, 3/4" dia, 12', 10 mil Plating, 14.9 lb | 112.92 |  | EA | A1 | 14.9 | 5 | Stock |  | Copper-Bonded Steel | 39121613 | EC000492 | Ground Rods | Copper-Bonded Ground Rods | https://www.erico.com/part.asp?part=613412
613415 | 78285630619 | 613415 |  | Copper-Bonded Ground Rod, Pointed, 3/4" dia, 15', 10 mil Plating, 18.5 lb | 141.08 |  | EA | A1 | 18.5 | 5 | Stock |  | Copper-Bonded Steel | 39121613 | EC000492 | Ground Rods | Copper-Bonded Ground Rods | https://www.erico.com/part.asp?part=613415
613450 | 78285634181 | 613450 |  | Copper-Bonded Ground Rod, Pointed, 3/4" dia, 5', 10 mil Plating, 6.2 lb | 46.19 |  | EA | A1 | 6.2 | 5 | Stock |  | Copper-Bonded Steel | 39121613 | EC000492 | Ground Rods | Copper-Bonded Ground Rods | https://www.erico.com/part.asp?part=613450
613460 | 78285630615 | 613460 |  | Copper-Bonded Ground Rod, Pointed, 3/4" dia, 6', 10 mil Plating, 7.5 lb | 54.07 |  | EA | A1 | 7.5 | 5 | Stock |  | Copper-Bonded Steel | 39121613 | EC000492 | Ground Rods | Copper-Bonded Ground Rods | https://www.erico.com/part.asp?part=613460
613480 | 78285630616 | 613480 |  | Copper-Bonded Ground Rod, Pointed, 3/4" dia, 8', 10 mil Plating, 10.1 lb | 70.6 |  | EA | A1 | 10.1 | 5 | Stock |  | Copper-Bonded Steel | 39121613 | EC000492 | Ground Rods | Copper-Bonded Ground Rods | https://www.erico.com/part.asp?part=613480
613483 | 78285635822 | 613483 |  | Copper-Bonded Ground Rod, Pointed, 3/4" dia, 8', 13 mil Plating, 10 lb | 83.84 |  | EA | A1 | 10 | 5 | Stock |  | Copper-Bonded Steel | 39121613 | EC000492 | Ground Rods | Copper-Bonded Ground Rods | https://www.erico.com/part.asp?part=613483
613840 | 78285660264 | 613840 |  | Copper-Bonded Ground Rod, Pointed, 3/8" dia, 4', 10 mil Plating, 1.3 lb | 17.91 |  | EA | A1 | 1.3 | 5 | Stock |  | Copper-Bonded Steel | 39121613 | EC000492 | Ground Rods | Copper-Bonded Ground Rods | https://www.erico.com/part.asp?part=613840
613850 | 78285671471 | 613850 |  | Copper-Bonded Ground Rod, Pointed, 3/8" dia, 5', 10 mil Plating, 1.6 lb | 20.58 |  | EA | A1 | 1.6 | 5 | Stock |  | Copper-Bonded Steel | 39121613 | EC000492 | Ground Rods | Copper-Bonded Ground Rods | https://www.erico.com/part.asp?part=613850
613880 | 78285630600 | 613880 |  | Copper-Bonded Ground Rod, Pointed, 3/8" dia, 8', 10 mil Plating, 2.7 lb | 31.78 |  | EA | A1 | 2.7 | 5 | Stock |  | Copper-Bonded Steel | 39121613 | EC000492 | Ground Rods | Copper-Bonded Ground Rods | https://www.erico.com/part.asp?part=613880
614400 | 78285630621 | 614400 |  | Copper-Bonded Ground Rod, Pointed, 1" dia, 10', 10 mil Plating, 22 lb | 385.92 |  | EA | A1 | 22 | 3 | Stock |  | Copper-Bonded Steel | 39121613 | EC000492 | Ground Rods | Copper-Bonded Ground Rods | https://www.erico.com/part.asp?part=614400
615800 | 78285630611 | 615800 |  | Copper-Bonded Ground Rod, Pointed, 5/8" dia, 10', 10 mil Plating, 8.5 lb | 55.07 |  | EA | A1 | 8.5 | 5 | Stock |  | Copper-Bonded Steel | 39121613 | EC000492 | Ground Rods | Copper-Bonded Ground Rods | https://www.erico.com/part.asp?part=615800
615803 | 78285630612 | 615803 |  | Copper-Bonded Ground Rod, Pointed, 5/8" dia, 10', 13 mil Plating, 8.4 lb | 63.74 |  | EA | A1 | 8.4 | 5 | Stock |  | Copper-Bonded Steel | 39121613 | EC000492 | Ground Rods | Copper-Bonded Ground Rods | https://www.erico.com/part.asp?part=615803
615812 | 78285630613 | 615812 |  | Copper-Bonded Ground Rod, Pointed, 5/8" dia, 12', 10 mil Plating, 10 lb | 83.03 |  | EA | A1 | 10 | 5 | Stock |  | Copper-Bonded Steel | 39121613 | EC000492 | Ground Rods | Copper-Bonded Ground Rods | https://www.erico.com/part.asp?part=615812
615815 | 78285630614 | 615815 |  | Copper-Bonded Ground Rod, Pointed, 5/8" dia, 15', 10 mil Plating, 12.8 lb | 103.45 |  | EA | A1 | 12.8 | 5 | Stock |  | Copper-Bonded Steel | 39121613 | EC000492 | Ground Rods | Copper-Bonded Ground Rods | https://www.erico.com/part.asp?part=615815
615830 | 78285671487 | 615830 |  | Copper-Bonded Ground Rod, Pointed, 5/8" dia, 3', 10 mil Plating, 2.5 lb | 20.93 |  | EA | A1 | 2.5 | 5 | Non-Stock |  | Copper-Bonded Steel | 39121613 | EC000492 | Ground Rods | Copper-Bonded Ground Rods | https://www.erico.com/part.asp?part=615830
615840 | 78285660246 | 615840 |  | Copper-Bonded Ground Rod, Pointed, 5/8" dia, 4', 10 mil Plating, 3.4 lb | 24.27 |  | EA | A1 | 3.4 | 5 | Stock |  | Copper-Bonded Steel | 39121613 | EC000492 | Ground Rods | Copper-Bonded Ground Rods | https://www.erico.com/part.asp?part=615840
615850 | 78285630607 | 615850 |  | Copper-Bonded Ground Rod, Pointed, 5/8" dia, 5', 10 mil Plating, 4.2 lb | 29.4 |  | EA | A1 | 4.2 | 5 | Stock |  | Copper-Bonded Steel | 39121613 | EC000492 | Ground Rods | Copper-Bonded Ground Rods | https://www.erico.com/part.asp?part=615850
615860 | 78285630608 | 615860 |  | Copper-Bonded Ground Rod, Pointed, 5/8" dia, 6', 10 mil Plating, 5.1 lb | 36.59 |  | EA | A1 | 5.1 | 5 | Stock |  | Copper-Bonded Steel | 39121613 | EC000492 | Ground Rods | Copper-Bonded Ground Rods | https://www.erico.com/part.asp?part=615860
615880 | 78285630609 | 615880 |  | Copper-Bonded Ground Rod, Pointed, 5/8" dia, 8', 10 mil Plating, 6.8 lb | 42.64 |  | EA | A1 | 6.8 | 5 | Stock |  | Copper-Bonded Steel | 39121613 | EC000492 | Ground Rods | Copper-Bonded Ground Rods | https://www.erico.com/part.asp?part=615880
615883 | 78285630610 | 615883 |  | Copper-Bonded Ground Rod, Pointed, 5/8" dia, 8', 13 mil Plating, 6.8 lb | 49.57 |  | EA | A1 | 6.8 | 5 | Stock |  | Copper-Bonded Steel | 39121613 | EC000492 | Ground Rods | Copper-Bonded Ground Rods | https://www.erico.com/part.asp?part=615883
615889 | 78285630622 | 615889 |  | Copper-Bonded Ground Rod, One Pigtail, 5/8" dia, 8', 10 mil Plating | 84.38 |  | EA | A1 | 6.8 | 5 | Non-Stock |  | Copper-Bonded Steel |  |  | Ground Rods | Copper-Bonded Ground Rods | https://www.erico.com/part.asp?part=615889
631300 | 78285630630 | 631300 |  | Copper-Bonded Ground Rod, Sectional, 1/2" dia, 10', 10 mil Plating, 6.9 lb | 54.62 |  | EA | A1 | 6.9 | 5 | Stock |  | Copper-Bonded Steel | 39121613 | EC000492 | Ground Rods | Copper-Bonded Ground Rods | https://www.erico.com/part.asp?part=631300
631380 | 78285630629 | 631380 |  | Copper-Bonded Ground Rod, Sectional, 1/2" dia, 8', 10 mil Plating, 5.4 lb | 44.08 |  | EA | A1 | 5.4 | 5 | Stock |  | Copper-Bonded Steel | 39121613 | EC000492 | Ground Rods | Copper-Bonded Ground Rods | https://www.erico.com/part.asp?part=631380
633400 | 78285630639 | 633400 |  | Copper-Bonded Ground Rod, Sectional, 3/4" dia, 10', 10 mil Plating, 12.5 lb | 80.52 |  | EA | A1 | 12.5 | 5 | Stock |  | Copper-Bonded Steel | 39121613 | EC000492 | Ground Rods | Copper-Bonded Ground Rods | https://www.erico.com/part.asp?part=633400
633450 | 78285671564 | 633450 |  | Copper-Bonded Ground Rod, Sectional, 3/4" dia, 5', 10 mil Plating, 6.2 lb | 48 |  | EA | A1 | 6.2 | 5 | Stock |  | Copper-Bonded Steel | 39121613 | EC000492 | Ground Rods | Copper-Bonded Ground Rods | https://www.erico.com/part.asp?part=633450
633460 | 78285634183 | 633460 |  | Copper-Bonded Ground Rod, Sectional, 3/4" dia, 6', 10 mil Plating, 7.1 lb | 57.59 |  | EA | A1 | 7.1 | 5 | Non-Stock |  | Copper-Bonded Steel | 39121613 | EC000492 | Ground Rods | Copper-Bonded Ground Rods | https://www.erico.com/part.asp?part=633460
633480 | 78285630638 | 633480 |  | Copper-Bonded Ground Rod, Sectional, 3/4" dia, 8', 10 mil Plating, 9.6 lb | 73.52 |  | EA | A1 | 9.6 | 5 | Stock |  | Copper-Bonded Steel | 39121613 | EC000492 | Ground Rods | Copper-Bonded Ground Rods | https://www.erico.com/part.asp?part=633480
634400 | 78285630641 | 634400 |  | Copper-Bonded Ground Rod, Sectional, 1" dia, 10', 10 mil Plating, 22.1 lb | 403.91 |  | EA | A1 | 22.1 | 3 | Stock |  | Copper-Bonded Steel | 39121613 | EC000492 | Ground Rods | Copper-Bonded Ground Rods | https://www.erico.com/part.asp?part=634400
635800 | 78285630637 | 635800 |  | Copper-Bonded Ground Rod, Sectional, 5/8" dia, 10', 10 mil Plating, 8.4 lb | 57.29 |  | EA | A1 | 8.4 | 5 | Stock |  | Copper-Bonded Steel | 39121613 | EC000492 | Ground Rods | Copper-Bonded Ground Rods | https://www.erico.com/part.asp?part=635800
635803 | 78285634182 | 635803 |  | Copper-Bonded Ground Rod, Sectional, 5/8" dia, 10', 13 mil Plating, 8.5 lb | 65.06 |  | EA | A1 | 8.5 | 5 | Stock |  | Copper-Bonded Steel | 39121613 | EC000492 | Ground Rods | Copper-Bonded Ground Rods | https://www.erico.com/part.asp?part=635803
635830 | 78285630631 | 635830 |  | Copper-Bonded Ground Rod, Sectional, 5/8" dia, 3', 10 mil Plating, 2.6 lb | 21.46 |  | EA | A1 | 2.6 | 5 | Stock |  | Copper-Bonded Steel | 39121613 | EC000492 | Ground Rods | Copper-Bonded Ground Rods | https://www.erico.com/part.asp?part=635830
635837 | 78285661090 | 635837 |  | Portable Ground Rod Kit | 247.49 |  | EA | A1 | 9.28 | 5 | Stock |  | Copper Bonded Steel, Copper, Steel, Silicon Bronze |  |  | Ground Rods | Other Ground Rods | https://www.erico.com/part.asp?part=635837
635840 | 78285630632 | 635840 |  | Copper-Bonded Ground Rod, Sectional, 5/8" dia, 4', 10 mil Plating, 3.4 lb | 26.15 |  | EA | A1 | 3.4 | 5 | Stock |  | Copper-Bonded Steel | 39121613 | EC000492 | Ground Rods | Copper-Bonded Ground Rods | https://www.erico.com/part.asp?part=635840
635850 | 78285630633 | 635850 |  | Copper-Bonded Ground Rod, Sectional, 5/8" dia, 5', 10 mil Plating, 4.2 lb | 32.03 |  | EA | A1 | 4.2 | 5 | Stock |  | Copper-Bonded Steel | 39121613 | EC000492 | Ground Rods | Copper-Bonded Ground Rods | https://www.erico.com/part.asp?part=635850
635860 | 78285630634 | 635860 |  | Copper-Bonded Ground Rod, Sectional, 5/8" dia, 6', 10 mil Plating, 5 lb | 37.55 |  | EA | A1 | 5 | 5 | Stock |  | Copper-Bonded Steel | 39121613 | EC000492 | Ground Rods | Copper-Bonded Ground Rods | https://www.erico.com/part.asp?part=635860
635880 | 78285630635 | 635880 |  | Copper-Bonded Ground Rod, Sectional, 5/8" dia, 8', 10 mil Plating, 6.7 lb | 46.35 |  | EA | A1 | 6.7 | 5 | Stock |  | Copper-Bonded Steel | 39121613 | EC000492 | Ground Rods | Copper-Bonded Ground Rods | https://www.erico.com/part.asp?part=635880
635883 | 78285630636 | 635883 |  | Copper-Bonded Ground Rod, Sectional, 5/8" dia, 8', 13 mil Plating, 6.7 lb | 51.32 |  | EA | A1 | 6.7 | 5 | Stock |  | Copper-Bonded Steel | 39121613 | EC000492 | Ground Rods | Copper-Bonded Ground Rods | https://www.erico.com/part.asp?part=635883
663400 | 78285631202 | 663400 |  | Aircraft Grounding Tie Down, 2" dia, 10' x 3/4 UNC | 227.21 |  | EA | A1 | 13.801 | 5 | Stock |  | Copper-Bonded Steel, Bronze |  |  | Ground Rods | Copper-Bonded Ground Rods | https://www.erico.com/part.asp?part=663400
681300 | 78285635827 | 681300 |  | Stainless Steel Ground Rod, Pointed, 1/2" dia, 10' | 256.69 |  | EA | A1 | 6.6 | 1 | Non-Stock |  | Stainless Steel 304 (EN 1.4301) |  |  | Ground Rods | Other Ground Rods | https://www.erico.com/part.asp?part=681300
683400 | 78285630667 | 683400 |  | Stainless Steel Ground Rod, Pointed, 3/4" dia, 10' | 351.63 |  | EA | A1 | 15 | 1 | Stock |  | Stainless Steel 304 (EN 1.4301) |  |  | Ground Rods | Other Ground Rods | https://www.erico.com/part.asp?part=683400
685800 | 78285630664 | 685800 |  | Stainless Steel Ground Rod, Pointed, 5/8" dia, 10' | 273.53 |  | EA | A1 | 10.4 | 1 | Stock |  | Stainless Steel 304 (EN 1.4301) |  |  | Ground Rods | Other Ground Rods | https://www.erico.com/part.asp?part=685800
685880 | 78285630663 | 685880 |  | Stainless Steel Ground Rod, Pointed, 5/8" dia, 8' | 228.75 |  | EA | A1 | 8.3 | 1 | Stock |  | Stainless Steel 304 (EN 1.4301) |  |  | Ground Rods | Other Ground Rods | https://www.erico.com/part.asp?part=685880
811350 | 78285633910 | 811350 |  | Galvanized Ground Rod, Pointed, 1/2" dia, 5' | 22.74 |  | EA | GR | 3.4 | 10 | Stock | Hot-Dip Galvanized | Steel |  |  | Ground Rods | Other Ground Rods | https://www.erico.com/part.asp?part=811350
811360 | 78285633911 | 811360 |  | Galvanized Ground Rod, Pointed, 1/2" dia, 6' | 24.51 |  | EA | GR | 4.1 | 10 | Stock | Hot-Dip Galvanized | Steel |  |  | Ground Rods | Other Ground Rods | https://www.erico.com/part.asp?part=811360
811380 | 78285633912 | 811380 |  | Galvanized Ground Rod, Pointed, 1/2" dia, 8' | 28.79 |  | EA | GR | 5.4 | 10 | Stock | Hot-Dip Galvanized | Steel |  |  | Ground Rods | Other Ground Rods | https://www.erico.com/part.asp?part=811380
813400 | 78285630651 | 813400 |  | Galvanized Ground Rod, Pointed, 3/4" dia, 10' | 63.01 |  | EA | GR | 14 | 5 | Stock | Hot-Dip Galvanized | Steel |  |  | Ground Rods | Other Ground Rods | https://www.erico.com/part.asp?part=813400
813480 | 78285630650 | 813480 |  | Galvanized Ground Rod, Pointed, 3/4" dia, 8' | 53.06 |  | EA | GR | 11.2 | 5 | Stock | Hot-Dip Galvanized | Steel |  |  | Ground Rods | Other Ground Rods | https://www.erico.com/part.asp?part=813480
814400 | 78285630652 | 814400 |  | Galvanized Ground Rod, Pointed, 1" dia, 10' | 174.89 |  | EA | GR | 27.2 | 5 | Stock | Hot-Dip Galvanized | Steel |  |  | Ground Rods | Other Ground Rods | https://www.erico.com/part.asp?part=814400
815800 | 78285630649 | 815800 |  | Galvanized Ground Rod, Pointed, 5/8" dia, 10' | 44.48 |  | EA | GR | 10.6 | 5 | Stock | Hot-Dip Galvanized | Steel |  |  | Ground Rods | Other Ground Rods | https://www.erico.com/part.asp?part=815800
815850 | 78285645132 | 815850 |  | Galvanized Ground Rod, Pointed, 5/8" dia, 5' | 26.77 |  | EA | GR | 5.3 | 5 | Stock | Hot-Dip Galvanized | Steel |  |  | Ground Rods | Other Ground Rods | https://www.erico.com/part.asp?part=815850
815860 | 78285630647 | 815860 |  | Galvanized Ground Rod, Pointed, 5/8" dia, 6' | 27.76 |  | EA | GR | 6.4 | 5 | Stock | Hot-Dip Galvanized | Steel |  |  | Ground Rods | Other Ground Rods | https://www.erico.com/part.asp?part=815860
815880 | 78285630648 | 815880 |  | Galvanized Ground Rod, Pointed, 5/8" dia, 8' | 28.18 |  | EA | GR | 8.5 | 5 | Stock | Hot-Dip Galvanized | Steel |  |  | Ground Rods | Other Ground Rods | https://www.erico.com/part.asp?part=815880
6138529 | 78285638242 | 6138529 |  | Copper-Bonded Ground Rod, One Pigtail, 3/8" dia, 5', 5 mil Plating | 45.81 |  | EA | A1 | 1.6 | 5 | Stock |  | Copper-Bonded Steel |  |  | Ground Rods | Copper-Bonded Ground Rods | https://www.erico.com/part.asp?part=6138529
6158839 | 78285630624 | 6158839 |  | Copper-Bonded Ground Rod, One Pigtail, 5/8" dia, 8', 13 mil Plating | 113.85 |  | EA | A1 | 6.8 | 5 | Non-Stock |  | Copper-Bonded Steel |  |  | Ground Rods | Copper-Bonded Ground Rods | https://www.erico.com/part.asp?part=6158839
1000PLUSF20 | 78285658366 | 1000PLUSF20 |  | WELDING MATERIAL, CADWELD PLUS, #1000,F20 | 177.49 |  | EA | BA | 0 | 1 | Non-Stock |  |  |  |  | CADWELD | Welding Material | https://www.erico.com/part.asp?part=1000PLUSF20
115F76 | 78285632630 | 115F76 |  | WELDIGN MATERIAL,CADWELD,F76 | 28.08 |  | EA | BA | 0.326 | 1 | Non-Stock |  |  |  |  | CADWELD | Welding Material | https://www.erico.com/part.asp?part=115F76
115PLUSF20 | 78285651285 | 115PLUSF20 |  | ERICO CADWELD PLUS Welding Material, F20, Orange | 25.64 |  | EA | BA | 0.351 | 10 | Stock |  |  | 39121457 | EC011984 | CADWELD | Welding Material | https://www.erico.com/part.asp?part=115PLUSF20
150F76 | 78285600124 | 150F76 |  | WELDING MATERIAL,CADWELD,F76 | 35.73 |  | EA | BA | 0.41 | 1 | Non-Stock |  |  |  |  | CADWELD | Welding Material | https://www.erico.com/part.asp?part=150F76
150PLUSF20 | 78285651286 | 150PLUSF20 |  | ERICO CADWELD PLUS Welding Material, F20, Dark Blue | 32.08 |  | EA | BA | 0.452 | 10 | Stock |  |  | 39121457 | EC011984 | CADWELD | Welding Material | https://www.erico.com/part.asp?part=150PLUSF20
15PLUSF20 | 78285651280 | 15PLUSF20 |  | ERICO CADWELD PLUS Welding Material, F20, Black | 6.12 |  | EA | BA | 0.11 | 20 | Stock |  |  | 39121457 | EC011984 | CADWELD | Welding Material | https://www.erico.com/part.asp?part=15PLUSF20
200F76 | 78285600122 | 200F76 |  | WELDING MATERIAL,CADWELD,F76 | 43.91 |  | EA | BA | 0.498 | 1 | Non-Stock |  |  |  |  | CADWELD | Welding Material | https://www.erico.com/part.asp?part=200F76
200PLUSF20 | 78285651287 | 200PLUSF20 |  | ERICO CADWELD PLUS Welding Material, F20, Yellow | 39.82 |  | EA | BA | 0.518 | 10 | Stock |  |  | 39121457 | EC011984 | CADWELD | Welding Material | https://www.erico.com/part.asp?part=200PLUSF20
250PLUSF20 | 78285651288 | 250PLUSF20 |  | ERICO CADWELD PLUS Welding Material, F20, Purple | 46.29 |  | EA | BA | 0.758 | 10 | Stock |  |  | 39121457 | EC011984 | CADWELD | Welding Material | https://www.erico.com/part.asp?part=250PLUSF20
25PLUSF20 | 78285651281 | 25PLUSF20 |  | ERICO CADWELD PLUS Welding Material, F20, Red | 6.82 |  | EA | BA | 0.141 | 20 | Stock |  |  | 39121457 | EC011984 | CADWELD | Welding Material | https://www.erico.com/part.asp?part=25PLUSF20
3 SERIES MOLD |  | 3 SERIES MOLD | PRICE KEY | ERICO� CADWELD� Mold - 3 Piece Horizontal and Vertical Split | 535.17 |  | EA | BK | 0 | 1 | Non-Stock |  |  |  |  | CADWELD | Molds | https://www.erico.com/part.asp?part=3 SERIES MOLD
300PLUSF20 | 78285651289 | 300PLUSF20 |  | ERICO CADWELD PLUS Welding Material, F20, Light Green | 64.37 |  | EA | BA | 0.829 | 10 | Stock |  |  | 39121457 | EC011984 | CADWELD | Welding Material | https://www.erico.com/part.asp?part=300PLUSF20
32PLUSF20 | 78285651282 | 32PLUSF20 |  | ERICO CADWELD PLUS Welding Material, F20, White | 8.65 |  | EA | BA | 0.146 | 20 | Stock |  |  | 39121457 | EC011984 | CADWELD | Welding Material | https://www.erico.com/part.asp?part=32PLUSF20
4 SERIES MOLD |  | 4 SERIES MOLD | PRICE KEY | ERICO CADWELD Mold - 3 Piece Horizontal and Vertical Split | 873.28 |  | EA | BK | 0 | 1 | Non-Stock |  |  |  |  | CADWELD | Molds | https://www.erico.com/part.asp?part=4 SERIES MOLD
400PLUSF20 | 78285651724 | 400PLUSF20 |  | ERICO CADWELD PLUS Welding Material, F20, Brown | 79.81 |  | EA | BA | 1.105 | 10 | Stock |  |  | 39121457 | EC011984 | CADWELD | Welding Material | https://www.erico.com/part.asp?part=400PLUSF20
45PLUSF20 | 78285651283 | 45PLUSF20 |  | ERICO CADWELD PLUS Welding Material, F20, Light Blue | 11.85 |  | EA | BA | 0.19 | 20 | Stock |  |  | 39121457 | EC011984 | CADWELD | Welding Material | https://www.erico.com/part.asp?part=45PLUSF20
500PLUSF20 | 78285651725 | 500PLUSF20 |  | ERICO CADWELD PLUS Welding Material, F20, Light Brown | 88.11 |  | EA | BA | 1.242 | 10 | Stock |  |  | 39121457 | EC011984 | CADWELD | Welding Material | https://www.erico.com/part.asp?part=500PLUSF20
600PLUSF20 | 78285658364 | 600PLUSF20 |  | ERICO CADWELD PLUS Welding Material, F20, White | 116.93 |  | EA | BA | 1.482 | 10 | Stock |  |  | 39121457 | EC011984 | CADWELD | Welding Material | https://www.erico.com/part.asp?part=600PLUSF20
65PLUSF20 | 78285651284 | 65PLUSF20 |  | ERICO CADWELD PLUS Welding Material, F20, Dark Green | 14.72 |  | EA | BA | 0.205 | 20 | Stock |  |  | 39121457 | EC011984 | CADWELD | Welding Material | https://www.erico.com/part.asp?part=65PLUSF20
683400S | 78285635831 | 683400S |  | Stainless Steel Ground Rod, Sectional, 3/4" dia, 10' | 355.92 |  | EA | A1 | 15 | 1 | Stock |  | Stainless Steel 302 (EN 1.4324), Stainless Steel 304 (EN 1.4301) | 39121613 | EC000492 | Ground Rods | Other Ground Rods | https://www.erico.com/part.asp?part=683400S
685800S | 78285635830 | 685800S |  | Stainless Steel Ground Rod, Sectional, 5/8" dia, 10' | 279.61 |  | EA | A1 | 10.4 | 1 | Non-Stock |  | Stainless Steel 302 (EN 1.4324), Stainless Steel 304 (EN 1.4301) | 39121613 | EC000492 | Ground Rods | Other Ground Rods | https://www.erico.com/part.asp?part=685800S
685880S | 78285635829 | 685880S |  | Stainless Steel Ground Rod, Sectional, 5/8" dia, 8' | 238.66 |  | EA | A1 | 7.8 | 1 | Stock |  | Stainless Steel 302 (EN 1.4324), Stainless Steel 304 (EN 1.4301) | 39121613 | EC000492 | Ground Rods | Other Ground Rods | https://www.erico.com/part.asp?part=685880S
7000250S4 | 78285664517 | 7000250S4 |  | Heavy Duty, Offset Mounting Bracket, SS | 203.54 |  | EA | F1 | 2.489 | 1 | Non-Stock |  |  |  |  | Hangers & Pipe Supports | Pipe Clamps | https://www.erico.com/part.asp?part=7000250S4
750PLUSF20 | 78285658365 | 750PLUSF20 |  | ERICO CADWELD PLUS Welding Material, F20, White | 135.88 |  | EA | BA | 1.825 | 10 | Stock |  |  | 39121457 | EC011984 | CADWELD | Welding Material | https://www.erico.com/part.asp?part=750PLUSF20
90PLUSF20 | 78285651273 | 90PLUSF20 |  | ERICO CADWELD PLUS Welding Material, F20, Gray | 20.46 |  | EA | BA | 0.304 | 10 | Stock |  |  | 39121457 | EC011984 | CADWELD | Welding Material | https://www.erico.com/part.asp?part=90PLUSF20
A FRAME ONLY |  | A FRAME ONLY | PRICE KEY | ERICO CADWELD Frame | 44.22 |  | EA | BQ | 0 | 1 | Non-Stock |  |  |  |  | CADWELD | Molds | https://www.erico.com/part.asp?part=A FRAME ONLY
A MOLD ONLY |  | A MOLD ONLY | PRICE KEY | ERICO CADWELD Mold | 105.72 |  | EA | BK | 0 | 1 | Non-Stock |  |  |  |  | CADWELD | Molds | https://www.erico.com/part.asp?part=A MOLD ONLY
A MOLD W/FRAME |  | A MOLD W/FRAME | PRICE KEY | ERICO CADWELD Mold / Frame | 148.72 |  | EA | BK | 0 | 1 | Non-Stock |  |  |  |  | CADWELD | Molds | https://www.erico.com/part.asp?part=A MOLD W/FRAME
A238EC2S12LH | 78285669488 | A238EC2S12LH |  | Prefabricated Gate Jumper Assembly, Left Hand, 2 1/2" Gate, 1 1/2" Post, 4/0 Stranded, 12" Jumper | 368.22 |  | EA | B1 | 0 | 1 | Non-Stock | Tinned | Copper, Stainless Steel 18-8 (EN 1.4305), Stainless Steel 304 (EN 1.4301) | 39121613 | EC000839 | Ground Matl & Access | Fabricated Grounding Prod | https://www.erico.com/part.asp?part=A238EC2S12LH
A238EC2S12RH | 78285677124 | A238EC2S12RH |  | Prefabricated Gate Jumper Assembly, Right Hand, 2 1/2" Gate, 1 1/2" Post, 4/0 Stranded, 12" Jumper | 369.97 |  | EA | B1 | 3.999 | 1 | Non-Stock | Tinned | Copper, Stainless Steel 18-8 (EN 1.4305), Stainless Steel 304 (EN 1.4301) | 39121613 | EC000839 | Ground Matl & Access | Fabricated Grounding Prod | https://www.erico.com/part.asp?part=A238EC2S12RH
A238GC2S18RH | 78285669561 | A238GC2S18RH |  | Prefabricated Gate Jumper Assembly, Right Hand, 3 1/2" Gate, 1 1/2" Post, 4/0 Stranded, 18" Jumper | 302.91 |  | EA | B1 | 0 | 1 | Non-Stock | Tinned | Copper, Stainless Steel 18-8 (EN 1.4305), Stainless Steel 304 (EN 1.4301) | 39121613 | EC000839 | Ground Matl & Access | Fabricated Grounding Prod | https://www.erico.com/part.asp?part=A238GC2S18RH
A238GC2S24KIT | 78285666886 | A238GC2S24KIT |  | CLAMP,FENCE,4/0X24 FLEX, 1-1/2 & 3-1/2,LH | 626.14 |  | EA | B1 | 8.3 | 1 | Stock |  |  |  |  | Ground Matl & Access | Fabricated Grounding Prod | https://www.erico.com/part.asp?part=A238GC2S24KIT
A238GC2S24LH | 78285669495 | A238GC2S24LH |  | Prefabricated Gate Jumper Assembly, Left Hand, 3 1/2" Gate, 1 1/2" Post, 4/0 Stranded, 24" Jumper | 299.82 |  | EA | B1 | 3.9 | 1 | Stock | Tinned | Copper, Stainless Steel 18-8 (EN 1.4305), Stainless Steel 304 (EN 1.4301) | 39121613 | EC000839 | Ground Matl & Access | Fabricated Grounding Prod | https://www.erico.com/part.asp?part=A238GC2S24LH
A238GC2S24RH | 78285669491 | A238GC2S24RH |  | Prefabricated Gate Jumper Assembly, Right Hand, 3 1/2" Gate, 1 1/2" Post, 4/0 Stranded, 24" Jumper | 297.82 |  | EA | B1 | 3.801 | 1 | Stock | Tinned | Copper, Stainless Steel 18-8 (EN 1.4305), Stainless Steel 304 (EN 1.4301) | 39121613 | EC000839 | Ground Matl & Access | Fabricated Grounding Prod | https://www.erico.com/part.asp?part=A238GC2S24RH
A238HB2S18LH | 78285666536 | A238HB2S18LH |  | Prefabricated Gate Jumper Assembly, Left Hand, 4" Gate, 1 1/4" Post, 4/0 Stranded, 18" Jumper | 411.81 |  | EA | B1 | 10 | 1 | Non-Stock | Tinned | Copper, Stainless Steel 18-8 (EN 1.4305), Stainless Steel 304 (EN 1.4301) | 39121613 | EC000839 | Ground Matl & Access | Fabricated Grounding Prod | https://www.erico.com/part.asp?part=A238HB2S18LH
A238HB2S18RH | 78285666537 | A238HB2S18RH |  | Prefabricated Gate Jumper Assembly, Right Hand, 4" Gate, 1 1/4" Post, 4/0 Stranded, 18" Jumper | 411.81 |  | EA | B1 | 10 | 1 | Non-Stock | Tinned | Copper, Stainless Steel 18-8 (EN 1.4305), Stainless Steel 304 (EN 1.4301) | 39121613 | EC000839 | Ground Matl & Access | Fabricated Grounding Prod | https://www.erico.com/part.asp?part=A238HB2S18RH
A238LF2S24KIT | 78285671211 | A238LF2S24KIT |  | CLAMP,FENCE,4/0X24 FLEX, 2 & 1-1/2,1 EA LH/RH | 1173.93 |  | EA | B1 | 15 | 1 | Non-Stock |  |  |  |  | Ground Matl & Access | Fabricated Grounding Prod | https://www.erico.com/part.asp?part=A238LF2S24KIT
A240C2S36001LH | 78285672624 | A240C2S36001LH |  | CLAMP,FENCE,4/0X36 FLEX JUMPER,2 POST,W/SWEGED END | 256.63 |  | EA | B1 | 0 | 1 | Non-Stock |  |  |  |  | Ground Matl & Access | Fabricated Grounding Prod | https://www.erico.com/part.asp?part=A240C2S36001LH
A240D2S36001LH | 78285673547 | A240D2S36001LH |  | CLAMP,FENCE,4/0X36 FLEX JUMPER,2 POST,W/SWEGED END | 275.58 |  | EA | B1 | 3.4 | 1 | Stock |  |  |  |  | Ground Matl & Access | Fabricated Grounding Prod | https://www.erico.com/part.asp?part=A240D2S36001LH
A240E2S36001LH | 78285672996 | A240E2S36001LH |  | CLAMP,FENCE,4/0X36 FLEX JUMPER,2 POST,W/SWEGED END | 439.72 |  | EA | B1 | 0 | 1 | Stock |  |  |  |  | Ground Matl & Access | Fabricated Grounding Prod | https://www.erico.com/part.asp?part=A240E2S36001LH
A240F2S36001LH | 78285667413 | A240F2S36001LH |  | CLAMP,FENCE,4/0X36 FLEX JUMPER,2 POST,W/SWEGED END | 410.29 |  | EA | B1 | 3.699 | 1 | Non-Stock |  |  |  |  | Ground Matl & Access | Fabricated Grounding Prod | https://www.erico.com/part.asp?part=A240F2S36001LH
A800A09F65 | 78285664581 | A800A09F65 |  | Non-Insulated Stranded Conductor, 0.5" dia, 133 kcmil, 2/0 Stranded | 1023.41 | 716.387 | EA | F2 | 26.7 | 1 | Stock |  | Copper | 26121634 | EC001471 | Lightning Protection | Active Ltng Protect | https://www.erico.com/part.asp?part=A800A09F65
A806A06F | 78285675643 | A806A06F |  | CABLE,COMPOSITE,14.5MM,CU/STL,600V INSUL,X FT | 2.09 |  | FT | D1 | 0 | 1 | Non-Stock |  |  |  |  | Conductors | Theft Deterrent | https://www.erico.com/part.asp?part=A806A06F
A809A04F | 78285667140 | A809A04F |  | WIRE,CU,SOL,BARE,#6,HARD ,CUT TO LENGTH | 2.69 |  | FT | B1 | 0 | 1 | Non-Stock |  |  |  |  | Conductors | Wire & Cable | https://www.erico.com/part.asp?part=A809A04F
A811 Series Flat Copper Strip |  | A811 Series Flat Copper Strip |  | Flat Copper Strip - Contact Factory with Sizes for Pricing | CONTACT FACTORY |  | EA | B1 | 0 | 1 | Non-Stock |  |  |  |  | Ground Matl & Access | Fabricated Grounding Prod | https://www.erico.com/part.asp?part=A811 Series Flat Copper Strip
ADCOMP056 | 78285667322 | ADCOMP056 |  | Dynasphere Replacement Terminal, S316, 165' Min Installation Height | 89.13 | 62.391 | EA | F1 | 0.398 | 1 | Stock |  | Stainless Steel 316 (EN 1.4401) | 39121621 | EC000505 | Lightning Protection | Active Ltng Protect | https://www.erico.com/part.asp?part=ADCOMP056
ADCOMP057 | 78285679766 | ADCOMP057 |  | Dynasphere Replacement Terminal, S316, 65.6'�165' Installation Height | 81.96 | 57.372 | EA | F1 | 0.325 | 1 | Stock |  | Stainless Steel 316 (EN 1.4401) | 39121621 | EC000505 | Lightning Protection | Active Ltng Protect | https://www.erico.com/part.asp?part=ADCOMP057
ADCOMP058 | 78285679765 | ADCOMP058 |  | Dynasphere Replacement Terminal, S316, 9.8'�65.6' Installation Height | 81.96 | 57.372 | EA | F1 | 0.28 | 1 | Stock |  | Stainless Steel 316 (EN 1.4401) | 39121621 | EC000505 | Lightning Protection | Active Ltng Protect | https://www.erico.com/part.asp?part=ADCOMP058
ALOF1GS | 78285664538 | ALOF1GS |  | Mast Support | 123.8 | 86.66 | EA | F1 | 3.31 | 1 | Stock | Hot-Dip Galvanized | Steel | 39121621 | EC000505 | Lightning Protection | Active Ltng Protect | https://www.erico.com/part.asp?part=ALOF1GS
ALOFBRK | 78285671113 | ALOFBRK |  | Bracket,Wall,Galvanized Steel with U-Bolts | 295.93 | 207.151 | EA | F1 | 4.795 | 1 | Non-Stock |  |  |  |  | Lightning Protection | Active Ltng Protect | https://www.erico.com/part.asp?part=ALOFBRK
ALUM3M | 78285662617 | ALUM3M |  | Aluminum Mast, 9.843' | 461.01 | 322.707 | EA | F1 | 18.188 | 1 | Stock |  | Aluminum | 39121621 | EC000505 | Lightning Protection | Active Ltng Protect | https://www.erico.com/part.asp?part=ALUM3M
ALUM4M | 78285664625 | ALUM4M |  | Aluminum Mast, 13.123' | 556.21 | 389.347 | EA | F1 | 24.251 | 1 | Stock |  | Aluminum | 39121621 | EC000505 | Lightning Protection | Active Ltng Protect | https://www.erico.com/part.asp?part=ALUM4M
ALUM5M | 78285664641 | ALUM5M |  | Aluminum Mast, 16.404' | 895.02 | 626.514 | EA | F1 | 28.66 | 1 | Non-Stock |  | Aluminum | 39121621 | EC000505 | Lightning Protection | Active Ltng Protect | https://www.erico.com/part.asp?part=ALUM5M
ALUM6M | 78285662616 | ALUM6M |  | Aluminum Mast, 19.685' | 919.74 | 643.818 | EA | F1 | 35.274 | 1 | Stock |  | Aluminum | 39121621 | EC000505 | Lightning Protection | Active Ltng Protect | https://www.erico.com/part.asp?part=ALUM6M
CABTIESS | 78285664509 | CABTIESS |  | Cable Tie | 11.51 | 8.057 | EA | F1 | 0.02 | 1 | Stock |  | Stainless Steel 316 (EN 1.4401) | 39121621 | EC000046 | Lightning Protection | Active Ltng Protect | https://www.erico.com/part.asp?part=CABTIESS
CONSADE25 | 78285664450 | CONSADE25 |  | ERICO ERICORE Conductor Saddle | 6.94 | 4.858 | EA | F1 | 0.08 | 5 | Stock |  | Stainless Steel 316 (EN 1.4401) | 39121621 | EC000127 | Lightning Protection | Active Ltng Protect | https://www.erico.com/part.asp?part=CONSADE25
CONSADFX | 78285664464 | CONSADFX |  | ERICO ERICORE Conductor Saddle Fastener | 0.94 | 0.658 | EA | F1 | 0.013 | 1 | Stock |  | Stainless Steel 18-8 (EN 1.4305) | 39121621 | EC000508 | Lightning Protection | Active Ltng Protect | https://www.erico.com/part.asp?part=CONSADFX
DSMKIVSS | 78285664528 | DSMKIVSS |  | Dynasphere Air Terminal, MKIV | 5115.15 | 3580.605 | EA | F1 | 5.735 | 1 | Stock |  | Stainless Steel 316 (EN 1.4401) | 39121621 | EC000505 | Lightning Protection | Active Ltng Protect | https://www.erico.com/part.asp?part=D/SMKIVSS
EGFP2K | 78285680254 | EGFP2K |  | Galvanized Mast | 6253.61 | 4377.527 | EA | F1 | 0 | 1 | Stock | Hot-Dip Galvanized | Steel | 39121621 | EC000505 | Lightning Protection | Active Ltng Protect | https://www.erico.com/part.asp?part=EGFP2K
ER11000SS | 78285664607 | ER11000SS |  | ER Stainless Steel Mast, Upper Mast Section, 49.75" | 1081.67 | 757.169 | EA | F4 | 0 | 1 | Stock |  | Stainless Steel 304 (EN 1.4301) | 39121621 | EC000490 | Lightning Protection | Active Ltng Protect | https://www.erico.com/part.asp?part=ER11000SS
ER12000SS | 78285664616 | ER12000SS |  | ER Stainless Steel Mast, Upper Mast Section, 88.75" | 1970.21 | 1379.147 | EA | F4 | 0 | 1 | Stock |  | Stainless Steel 304 (EN 1.4301) | 39121621 | EC000490 | Lightning Protection | Active Ltng Protect | https://www.erico.com/part.asp?part=ER12000SS
ER22000SS | 78285664542 | ER22000SS |  | ER Stainless Steel Mast, Mid Mast Section, 88.75" | 663.78 | 464.646 | EA | F4 | 0 | 1 | Stock |  | Stainless Steel 304 (EN 1.4301) | 39121621 | EC000490 | Lightning Protection | Active Ltng Protect | https://www.erico.com/part.asp?part=ER22000SS
ER23000SS | 78285664543 | ER23000SS |  | ER Stainless Steel Mast, Mid Mast Section, 127.75" | 757.17 | 530.019 | EA | F4 | 0 | 1 | Stock |  | Stainless Steel 304 (EN 1.4301) | 39121621 | EC000490 | Lightning Protection | Active Ltng Protect | https://www.erico.com/part.asp?part=ER23000SS
ER2BASESS | 78285664572 | ER2BASESS |  | ER Stainless Steel Mast Base, 1 1/2" dia | 512.76 | 358.932 | EA | F4 | 0 | 1 | Stock |  | Stainless Steel 304 (EN 1.4301) | 39121621 | EC001626 | Lightning Protection | Active Ltng Protect | https://www.erico.com/part.asp?part=ER2BASESS
ER32000SS | 78285664608 | ER32000SS |  | ER Stainless Steel Mast, Lower Mast Section, 79" | 674.95 | 472.465 | EA | F4 | 0 | 1 | Stock |  | Stainless Steel 304 (EN 1.4301) | 39121621 | EC000490 | Lightning Protection | Active Ltng Protect | https://www.erico.com/part.asp?part=ER32000SS
ER33000SS | 78285664547 | ER33000SS |  | ER Stainless Steel Mast, Lower Mast Section, 118" | 807.82 | 565.474 | EA | F4 | 0 | 1 | Stock |  | Stainless Steel 304 (EN 1.4301) | 39121621 | EC000490 | Lightning Protection | Active Ltng Protect | https://www.erico.com/part.asp?part=ER33000SS
ER3BASESS | 78285664593 | ER3BASESS |  | ER Stainless Steel Mast Base, 2" dia | 595.34 | 416.738 | EA | F4 | 0 | 1 | Stock |  | Stainless Steel 304 (EN 1.4301) | 39121621 | EC001626 | Lightning Protection | Active Ltng Protect | https://www.erico.com/part.asp?part=ER3BASESS
ERICORE / CUT** |  | ERICORE / CUT** |  | ERICO� ERICORE, Down conductor, 50MM2,36MM OD | 126.98 | 88.886 | MT | F1 | 0 | 1 | Non-Stock |  |  |  |  | Lightning Protection | Active Ltng Protect | https://www.erico.com/part.asp?part=ERICORE / CUT**
ERICORE / TERM** |  | ERICORE / TERM** |  | Factory Termination - ERICO ERICORE | 1219.98 | 853.986 | EA | F1 | 0 | 1 | Non-Stock |  |  |  |  | Lightning Protection | Active Ltng Protect | https://www.erico.com/part.asp?part=ERICORE / TERM**
ERICORE D15MM | 78285661793 | ERICORE D15MM |  | ERICO ERICORE Terminal Adapter | 157.4 | 110.18 | EA | F1 | 0 | 1 | Non-Stock |  |  |  |  | Lightning Protection | Active Ltng Protect | https://www.erico.com/part.asp?part=ERICORE D15MM
ERICORELTKITA | 78285651064 | ERICORELTKITA |  | ERICO ERICORE Lower Termination Kit | 172.5 | 120.75 | EA | F1 | 0 | 1 | Stock |  |  | 39121621 | EC000490 | Lightning Protection | Active Ltng Protect | https://www.erico.com/part.asp?part=ERICORE/LTKIT/A
ERICOREUTKITB | 78285651065 | ERICOREUTKITB |  | ERICO ERICORE Upper Termination Kit | 1227.29 | 859.103 | EA | F1 | 0 | 1 | Stock |  |  | 39121621 | EC000490 | Lightning Protection | Active Ltng Protect | https://www.erico.com/part.asp?part=ERICORE/UTKIT/A
ERICOREUTSP | 78285657208 | ERICOREUTSP |  | ERICO ERICORE Splice | 174.75 | 122.325 | EA | F1 | 0 | 1 | Stock |  | Brass | 39121621 | EC002360 | Lightning Protection | Active Ltng Protect | https://www.erico.com/part.asp?part=ERICORE/UTSP
ERICOREAD15MM | 78285661793 | ERICOREAD15MM |  | ERICO ERICORE Terminal Adapter | 195.71 | 136.997 | EA | F1 | 0 | 1 | Non-Stock |  | Brass | 39121621 | EC002360 | Lightning Protection | Active Ltng Protect | https://www.erico.com/part.asp?part=ERICOREAD15MM
FRP2MBLACK | 78285664548 | FRP2MBLACK |  | ERICO ERICORE Fiberglass Mast, 78.74", Black | 912.44 | 638.708 | EA | F1 | 0 | 1 | Stock |  | Fiberglass | 39121621 | EC000505 | Lightning Protection | Active Ltng Protect | https://www.erico.com/part.asp?part=FRP2MBLACK
FRP4.6MBLACK | 78285664596 | FRP4.6MBLACK |  | ERICO ERICORE Fiberglass Mast, 181.102", Black | 1934.16 | 1353.912 | EA | F1 | 0 | 1 | Stock |  | Fiberglass | 39121621 | EC000505 | Lightning Protection | Active Ltng Protect | https://www.erico.com/part.asp?part=FRP4.6MBLACK
A929B025 | 78285688246 | A929B025 |  | Split Washer, 0.653" dia | 0.72 |  | EA | B1 | 0.007 | 1 | Stock |  | Stainless Steel 18-8 (EN 1.4305) | 31161837 | EC000098 | Ground Matl & Access | Fabricated Grounding Prod | https://www.erico.com/part.asp?part=A929B025
GUYKIT4MGRIP | 78285669555 | GUYKIT4MGRIP |  | Non-Conductive Guy Kit, 13.12' Mast Height | 1081.35 | 756.945 | EA | F1 | 0 | 1 | Stock |  | Fiberglass, Polyvinylchloride, Stainless Steel 18-8 (EN 1.4305) | 39121621 | EC000490 | Lightning Protection | Active Ltng Protect | https://www.erico.com/part.asp?part=GUYKIT4M/GRIP
GUYKIT7MGRIP | 78285664678 | GUYKIT7MGRIP |  | Non-Conductive Guy Kit, 22.97' Mast Height | 1601.25 | 1120.875 | EA | F1 | 0 | 1 | Stock |  | Fiberglass, Polyvinylchloride, Stainless Steel 18-8 (EN 1.4305) | 39121621 | EC000490 | Lightning Protection | Active Ltng Protect | https://www.erico.com/part.asp?part=GUYKIT7M/GRIP
GUYRING | 78285664622 | GUYRING |  | Guy Ring | 140.31 | 98.217 | EA | F1 | 0 | 1 | Stock |  | Aluminum | 39121621 | EC000490 | Lightning Protection | Active Ltng Protect | https://www.erico.com/part.asp?part=GUYRING
ILCOUPL | 78285664546 | ILCOUPL |  | Mast Coupler | 645.13 | 451.591 | EA | F1 | 0 | 1 | Stock |  | Aluminum | 39121621 | EC000505 | Lightning Protection | Active Ltng Protect | https://www.erico.com/part.asp?part=ILCOUPL
INTCPTADBUTT | 78285664627 | INTCPTADBUTT |  | Mast Adaptor Insert, 1.01" Hole | 217.97 | 152.579 | EA | F1 | 0 | 1 | Stock |  | High Density Polyethylene (HDPE) | 39121621 | EC000505 | Lightning Protection | Active Ltng Protect | https://www.erico.com/part.asp?part=INTCPTADBUTT
INTCPTADM116UN | 78285664521 | INTCPTADM116UN |  | ER2 Mast Terminal Adaptor | 130.59 | 91.413 | EA | F1 | 0 | 1 | Stock |  | Brass | 39121621 | EC000505 | Lightning Protection | Active Ltng Protect | https://www.erico.com/part.asp?part=INTCPTADM116UN
INTCPTADM3/4UNC | 78285664579 | INTCPTADM3/4UNC |  | ER1 Mast Terminal Adaptor | 130.59 | 91.413 | EA | F1 | 0 | 1 | Stock |  | Stainless Steel 304 (EN 1.4301) | 39121621 | EC000505 | Lightning Protection | Active Ltng Protect | https://www.erico.com/part.asp?part=INTCPTADM3/4UNC
INTCPTADM58 | 78285670089 | INTCPTADM58 |  | Conventional Air Terminal Mast Adaptor, 1 1/16 UNC, 5/8 UNC | 119.82 | 83.874 | EA | F1 | 0 | 1 | Non-Stock |  | Copper | 39121621 | EC001626 | Lightning Protection | Active Ltng Protect | https://www.erico.com/part.asp?part=INTCPTADM58
INTCPTSIIER1 | 78285684322 | INTCPTSIIER1 |  | Early Streamer Emission Terminal to ER-Series Mast Adaptor, M25, 3/4 UNC | 119.82 | 83.874 | EA | F1 | 0 | 1 | Stock |  | Stainless Steel 304 (EN 1.4301) | 39121621 | EC000505 | Lightning Protection | Active Ltng Protect | https://www.erico.com/part.asp?part=INTCPTSIIER1
INTCPTSIIER2 | 78285684323 | INTCPTSIIER2 |  | Early Streamer Emission Terminal to ER-Series Mast Adaptor, M25, 1 1/16 UNC | 119.82 | 83.874 | EA | F1 | 0 | 1 | Stock |  | Stainless Steel 304 (EN 1.4301) | 39121621 | EC000505 | Lightning Protection | Active Ltng Protect | https://www.erico.com/part.asp?part=INTCPTSIIER2
INTCPTSIIERICOR | 78285684324 | INTCPTSIIERICOR |  | Early Streamer Emission Terminal to ERICO ERICORE Adaptor | 115.22 | 80.654 | EA | F1 | 0 | 1 | Stock |  | Stainless Steel 304L (EN 1.4306) | 39121621 | EC000505 | Lightning Protection | Active Ltng Protect | https://www.erico.com/part.asp?part=INTCPTSIIERICOR
INTMKIVSS | 78285658175 | INTMKIVSS |  | ERICO SYSTEM 3000 Interceptor | 3571.4 | 2499.98 | EA | F1 | 0 | 1 | Stock |  |  | 39121621 | EC000505 | Lightning Protection | Active Ltng Protect | https://www.erico.com/part.asp?part=INTMKIVSS
ISOFRP3M | 78285664586 | ISOFRP3M |  | ISODC Fiberglass Mast | 698.46 | 488.922 | EA | F2 | 0 | 1 | Stock |  | Fiberglass | 39121621 | EC000505 | Lightning Protection | Active Ltng Protect | https://www.erico.com/part.asp?part=ISOFRP3M
LECIV | 78285647552 | LECIV |  | Mechanical Lightning Event Counter | 854.34 | 598.038 | EA | F1 | 0 | 1 | Stock |  |  | 39121621 | EC000490 | Lightning Protection | Active Ltng Protect | https://www.erico.com/part.asp?part=LECIV
LECV | 78285685544 | LECV |  | Digital Lightning Event Counter | 1036.87 | 725.809 | EA | F1 | 0 | 1 | Stock |  | Polycarbonate | 39121621 | EC000490 | Lightning Protection | Active Ltng Protect | https://www.erico.com/part.asp?part=LECV
LPPED | 78285668194 | LPPED |  | Through Roof Mast Base | 1954.2 | 1367.94 | EA | F1 | 0 | 1 | Non-Stock |  | Steel | 39121621 | EC000490 | Lightning Protection | Active Ltng Protect | https://www.erico.com/part.asp?part=LPPED
MBFRP4.6M | 78285664727 | MBFRP4.6M |  | Aluminum Mast with Base for FRP | 471.27 | 329.889 | EA | F1 | 0 | 1 | Non-Stock |  | Aluminum | 39121621 | EC000505 | Lightning Protection | Active Ltng Protect | https://www.erico.com/part.asp?part=MBFRP4.6M
MBMAST3M | 78285664630 | MBMAST3M |  | Aluminum Mast with Base, 9.842', 2 3/4" dia | CONTACT FACTORY | #VALUE! | EA | F1 | 0 | 1 | Stock |  | Aluminum | 39121621 | EC001626 | Lightning Protection | Active Ltng Protect | https://www.erico.com/part.asp?part=MBMAST3M
MBMAST4M | 78285664679 | MBMAST4M |  | Aluminum Mast with Base, 13.123', 2 3/4" dia | 1014.72 | 710.304 | EA | F1 | 0 | 1 | Non-Stock |  | Aluminum | 39121621 | EC001626 | Lightning Protection | Active Ltng Protect | https://www.erico.com/part.asp?part=MBMAST4M
MBMAST5M | 78285664669 | MBMAST5M |  | Aluminum Mast with Base, 16.404", 2 3/4" dia | 1094.49 | 766.143 | EA | F1 | 0 | 1 | Non-Stock |  | Aluminum | 39121621 | EC001626 | Lightning Protection | Active Ltng Protect | https://www.erico.com/part.asp?part=MBMAST5M
MBMAST6M | 78285664687 | MBMAST6M |  | Aluminum Mast with Base, 19.685', 2 3/4" dia | 1255.73 | 879.011 | EA | F1 | 0 | 1 | Non-Stock |  | Aluminum | 39121621 | EC001626 | Lightning Protection | Active Ltng Protect | https://www.erico.com/part.asp?part=MBMAST6M
B101CE | 78285632119 | B101CE |  | 1 Hole Lug, NEMA, 1.94" x 1" x 0.125", 0.438" Hole | 8.82 |  | EA | BK | 0.071 | 20 | Non-Stock | Tinned | Copper | 39121457 | EC001050 | CADWELD | CADWELD Tools & Accessories | https://www.erico.com/part.asp?part=B101CE
B101CEOL | 78285632120 | B101CEOL |  | 1 Hole Offset Lug, Copper, NEMA, 2.5" x 1" x 0.125", 0.438" Hole | 10.85 |  | EA | BK | 0.104 | 20 | Stock | Tinned | Copper | 39121457 | EC001050 | CADWELD | CADWELD Tools & Accessories | https://www.erico.com/part.asp?part=B101CEOL
B101DE | 78285632121 | B101DE |  | 1 Hole Lug, NEMA, 1.94" x 1" x 0.188", 0.563" Hole | 15.49 |  | EA | BK | 0.11 | 10 | Non-Stock | Tinned | Copper | 39121457 | EC001050 | CADWELD | CADWELD Tools & Accessories | https://www.erico.com/part.asp?part=B101DE
B101DEOL | 78285632122 | B101DEOL |  | 1 Hole Offset Lug, Copper, NEMA, 2.69" x 1" x 0.188", 0.563" Hole | 14.99 |  | EA | BK | 0.161 | 10 | Stock | Tinned | Copper | 39121457 | EC001050 | CADWELD | CADWELD Tools & Accessories | https://www.erico.com/part.asp?part=B101DEOL
B101EE | 78285632123 | B101EE |  | 1 Hole Lug, NEMA, 2.19" x 1" x 0.25", 0.563" Hole | 16.42 |  | EA | BK | 0 | 10 | Non-Stock | Tinned | Copper | 39121457 | EC001050 | CADWELD | CADWELD Tools & Accessories | https://www.erico.com/part.asp?part=B101EE
B101EEOL | 78285632124 | B101EEOL |  | 1 Hole Offset Lug, Copper, NEMA, 3" x 1" x 0.25", 0.563" Hole | 21.87 |  | EA | BK | 0.238 | 10 | Stock | Tinned | Copper | 39121457 | EC001050 | CADWELD | CADWELD Tools & Accessories | https://www.erico.com/part.asp?part=B101EEOL
B101EG | 78285632125 | B101EG |  | 1 Hole Lug, NEMA, 2.5" x 1.5" x 0.25", 0.688" Hole | 25.18 |  | EA | BK | 0.419 | 10 | Non-Stock | Tinned | Copper | 39121457 | EC001050 | CADWELD | CADWELD Tools & Accessories | https://www.erico.com/part.asp?part=B101EG
B101EGOL | 78285632126 | B101EGOL |  | 1 Hole Offset Lug, Copper, NEMA, 3.25" x 1.5" x 0.25", 0.688" Hole | 34.09 |  | EA | BK | 0.386 | 10 | Stock | Tinned | Copper | 39121457 | EC001050 | CADWELD | CADWELD Tools & Accessories | https://www.erico.com/part.asp?part=B101EGOL
B101GG | 78285632128 | B101GG |  | 1 Hole Lug, NEMA, 2.75" x 1.5" x 0.375", 0.688" Hole | 43.83 |  | EA | BK | 0 | 1 | Non-Stock | Tinned | Copper | 39121457 | EC001050 | CADWELD | CADWELD Tools & Accessories | https://www.erico.com/part.asp?part=B101GG
B101GGOL | 78285632129 | B101GGOL |  | 1 Hole Offset Lug, Copper, NEMA, 4.25" x 1.5" x 0.375", 0.688" Hole | 59.91 |  | EA | BK | 4.061 | 1 | Non-Stock | Tinned | Copper | 39121457 | EC001050 | CADWELD | CADWELD Tools & Accessories | https://www.erico.com/part.asp?part=B101GGOL
B101GH | 78285632130 | B101GH |  | 1 Hole Lug, NEMA, 3.38" x 2" x 0.375", 0.688" Hole | 62.73 |  | EA | BK | 0 | 5 | Non-Stock | Tinned | Copper | 39121457 | EC001050 | CADWELD | CADWELD Tools & Accessories | https://www.erico.com/part.asp?part=B101GH
B101GHOL | 78285632131 | B101GHOL |  | 1 Hole Offset Lug, Copper, NEMA, 5" x 2" x 0.375", 0.688" Hole | 96.09 |  | EA | BK | 0 | 5 | Non-Stock | Tinned | Copper | 39121457 | EC001050 | CADWELD | CADWELD Tools & Accessories | https://www.erico.com/part.asp?part=B101GHOL
B102CE | 78285632134 | B102CE |  | 2 Hole Lug, 4" x 1" x 0.125", 0.563" Hole | 16.26 |  | EA | BK | 0.143 | 20 | Non-Stock | Tinned | Copper | 39121457 | EC001050 | CADWELD | CADWELD Tools & Accessories | https://www.erico.com/part.asp?part=B102CE
B102CEOL | 78285632135 | B102CEOL |  | 2 Hole Offset Lug, NEMA, 4.5" x 1" x 0.125", 0.563" Hole | 17.74 |  | EA | BK | 0.172 | 20 | Stock | Tinned | Copper | 39121457 | EC001050 | CADWELD | CADWELD Tools & Accessories | https://www.erico.com/part.asp?part=B102CEOL
B102DE | 78285632137 | B102DE |  | 2 Hole Lug, 4" x 1" x 0.188", 0.563" Hole | 21.27 |  | EA | BK | 0 | 10 | Non-Stock | Tinned | Copper | 39121457 | EC001050 | CADWELD | CADWELD Tools & Accessories | https://www.erico.com/part.asp?part=B102DE
B102DEOL | 78285632138 | B102DEOL |  | 2 Hole Offset Lug, NEMA, 4.5" x 1" x 0.188", 0.563" Hole | 25.03 |  | EA | BK | 0.291 | 10 | Stock | Tinned | Copper | 39121457 | EC001050 | CADWELD | CADWELD Tools & Accessories | https://www.erico.com/part.asp?part=B102DEOL
B102EE | 78285632139 | B102EE |  | 2 Hole Lug, 4.125" x 1" x 0.25", 0.563" Hole | 28.09 |  | EA | BK | 0.291 | 10 | Non-Stock | Tinned | Copper | 39121457 | EC001050 | CADWELD | CADWELD Tools & Accessories | https://www.erico.com/part.asp?part=B102EE
B102EEOL | 78285632140 | B102EEOL |  | 2 Hole Offset Lug, NEMA, 4.75" x 1" x 0.25", 0.563" Hole | 35.19 |  | EA | BK | 0.36 | 10 | Stock | Tinned | Copper | 39121457 | EC001050 | CADWELD | CADWELD Tools & Accessories | https://www.erico.com/part.asp?part=B102EEOL
B102EG | 78285632141 | B102EG |  | 2 Hole Lug, 4.125" x 1.5" x 0.25", 0.563" Hole | 42.71 |  | EA | BK | 0.454 | 10 | Non-Stock | Tinned | Copper | 39121457 | EC001050 | CADWELD | CADWELD Tools & Accessories | https://www.erico.com/part.asp?part=B102EG
B102EGOL | 78285632142 | B102EGOL |  | 2 Hole Offset Lug, NEMA, 4.75" x 1.5" x 0.25", 0.563" Hole | 49.4 |  | EA | BK | 0.556 | 10 | Stock | Tinned | Copper | 39121457 | EC001050 | CADWELD | CADWELD Tools & Accessories | https://www.erico.com/part.asp?part=B102EGOL
B102EH | 78285632143 | B102EH |  | 2 Hole Lug, 4.125" x 2" x 0.25", 0.563" Hole | 53.87 |  | EA | BK | 0.65 | 5 | Non-Stock | Tinned | Copper | 39121457 | EC001050 | CADWELD | CADWELD Tools & Accessories | https://www.erico.com/part.asp?part=B102EH
B102EHOL | 78285632144 | B102EHOL |  | 2 Hole Offset Lug, NEMA, 5" x 2" x 0.25", 0.563" Hole | 70.5 |  | EA | BK | 0.8 | 10 | Non-Stock | Tinned | Copper | 39121457 | EC001050 | CADWELD | CADWELD Tools & Accessories | https://www.erico.com/part.asp?part=B102EHOL
B102GGOL | 78285632146 | B102GGOL |  | 2 Hole Offset Lug, NEMA, 5.875" x 1.5" x 0.375", 0.563" Hole | 88.73 |  | EA | BK | 1.08 | 5 | Non-Stock | Tinned | Copper | 39121457 | EC001050 | CADWELD | CADWELD Tools & Accessories | https://www.erico.com/part.asp?part=B102GGOL
B103CEOL003 | 78285675953 | B103CEOL003 |  | 2 Hole Offset Lug, Non-NEMA, 3.43" x 1" x 0.125", 0.438" Hole | 25.76 |  | EA | BK | 0 | 10 | Non-Stock | Tinned | Copper | 39121457 | EC001050 | CADWELD | CADWELD Tools & Accessories | https://www.erico.com/part.asp?part=B103CEOL003
B103DEOL | 78285632151 | B103DEOL |  | 2 Hole Offset Lug, Non-NEMA, 4.5" x 1" x 0.188", 0.438" Hole | 19.77 |  | EA | BK | 0.209 | 10 | Non-Stock | Tinned | Copper | 39121457 | EC001050 | CADWELD | CADWELD Tools & Accessories | https://www.erico.com/part.asp?part=B103DEOL
B103JH002BLK | 78285675923 | B103JH002BLK |  | LUG,BUS,1/2 x 2 x 3 3/8 L,C11000 CU,(1)11/16 HOLE | 64.36 |  | EA | BK | 0 | 1 | Non-Stock |  |  |  |  | CADWELD | CADWELD Tools & Accessories | https://www.erico.com/part.asp?part=B103JH002BLK
B104EKOL | 78285632153 | B104EKOL |  | 4 Hole Offset Lug, 6" x 3" x 0.25", 0.563" Hole | 110.14 |  | EA | BK | 1.459 | 5 | Non-Stock | Tinned | Copper | 39121457 | EC001050 | CADWELD | CADWELD Tools & Accessories | https://www.erico.com/part.asp?part=B104EKOL
B104JK | 78285632156 | B104JK |  | 4 Hole Lug, 4.75" x 3" x 0.5", 0.563" Hole | 173.31 |  | EA | BK | 0 | 5 | Non-Stock | Tinned | Copper | 39121457 | EC001050 | CADWELD | CADWELD Tools & Accessories | https://www.erico.com/part.asp?part=B104JK
B104JKOL | 78285632157 | B104JKOL |  | 4 Hole Offset Lug, 6.25" x 3" x 0.5", 0.563" Hole | 192.52 |  | EA | BK | 3.08 | 5 | Non-Stock | Tinned | Copper | 39121457 | EC001050 | CADWELD | CADWELD Tools & Accessories | https://www.erico.com/part.asp?part=B104JKOL
B112 | 78285632158 | B112 |  | Conductor Sleeve, Copper, Tinned, Straight, 1.063" x 0.031", 0.212" dia | 1.37 |  | EA | CX | 0.011 | 25 | Stock | Tinned | Copper | 39121457 | EC000005 | CADWELD | CADWELD Tools & Accessories | https://www.erico.com/part.asp?part=B112
B117A100 | 78480501674 | B117A100 |  | Disk, 15-32 Welding Material, 3/4" dia | 0.22 |  | EA | CX | 0.05 | 100 | Non-Stock |  | Steel | 39121457 | EC000490 | CADWELD | CADWELD Tools & Accessories | https://www.erico.com/part.asp?part=B117A100
B117B50 | 78480501677 | B117B50 |  | Disk, 45-115 Welding Material, 1" dia | 0.22 |  | EA | CX | 0.4 | 50 | Non-Stock |  | Steel | 39121457 | EC000490 | CADWELD | CADWELD Tools & Accessories | https://www.erico.com/part.asp?part=B117B50
B117C50 | 78480501678 | B117C50 |  | Disk, 150-500 Welding Material, 1 1/2" dia | 0.22 |  | EA | CX | 0.4 | 50 | Non-Stock |  | Steel | 39121457 | EC000490 | CADWELD | CADWELD Tools & Accessories | https://www.erico.com/part.asp?part=B117C50
B120 | 78285632178 | B120 |  | Ground Rod Clamping Tool | 413.24 |  | EA | BQ | 6.695 | 1 | Stock |  |  | 39121457 | EC000490 | CADWELD | CADWELD Tools & Accessories | https://www.erico.com/part.asp?part=B120
B121CE | 78285632179 | B121CE |  | 1 Hole Lug, GL Style, 1.44" x 1" x 0.125", 0.563" Hole | 8.08 |  | EA | BK | 0.214 | 20 | Stock | Tinned | Copper | 39121457 | EC001050 | CADWELD | CADWELD Tools & Accessories | https://www.erico.com/part.asp?part=B121CE
B121DE | 78285632180 | B121DE |  | 1 Hole Lug, GL Style, 1.47" x 1" x 0.188", 0.563" Hole | 10.63 |  | EA | BK | 0.1 | 10 | Stock | Tinned | Copper | 39121457 | EC001050 | CADWELD | CADWELD Tools & Accessories | https://www.erico.com/part.asp?part=B121DE
B121EG | 78285632182 | B121EG |  | 1 Hole Lug, GL Style, 1.5" x 1.5" x 0.25", 0.563" Hole | 23.26 |  | EA | BK | 0.201 | 10 | Non-Stock | Tinned | Copper | 39121457 | EC001050 | CADWELD | CADWELD Tools & Accessories | https://www.erico.com/part.asp?part=B121EG
B122CE | 78285632183 | B122CE |  | 2 Hole Lug, GL Style, NEMA, 3.19" x 1" x 0.125", 0.563" Hole | 13.66 |  | EA | BK | 0.125 | 20 | Stock | Tinned | Copper | 39121457 | EC001050 | CADWELD | CADWELD Tools & Accessories | https://www.erico.com/part.asp?part=B122CE
B122DE | 78285632184 | B122DE |  | 2 Hole Lug, GL Style, NEMA, 3.25" x 1" x 0.188", 0.563" Hole | 19.56 |  | EA | BK | 0.194 | 10 | Stock | Tinned | Copper | 39121457 | EC001050 | CADWELD | CADWELD Tools & Accessories | https://www.erico.com/part.asp?part=B122DE
B122EG | 78285632186 | B122EG |  | 2 Hole Lug, GL Style, NEMA, 3.25" x 1.5" x 0.25", 0.563" Hole | 42.23 |  | EA | BK | 0.39 | 10 | Non-Stock | Tinned | Copper | 39121457 | EC001050 | CADWELD | CADWELD Tools & Accessories | https://www.erico.com/part.asp?part=B122EG
B1331H | 78285632187 | B1331H |  | Conductor Sleeve, Copper, Tinned, Straight, 1" x 0.025", 0.106" dia | 1.71 |  | EA | CX | 0.005 | 25 | Stock | Tinned | Copper | 39121457 | EC000005 | CADWELD | CADWELD Tools & Accessories | https://www.erico.com/part.asp?part=B1331H
B1331K | 78285632188 | B1331K |  | Conductor Sleeve, Copper, Tinned, Straight, 1" x 0.031", 0.14" dia | 1.05 |  | EA | CX | 0.007 | 25 | Stock | Tinned | Copper | 39121457 | EC000005 | CADWELD | CADWELD Tools & Accessories | https://www.erico.com/part.asp?part=B1331K
B1331L | 78285632189 | B1331L |  | Conductor Sleeve, Copper, Tinned, Straight, 1" x 0.031", 0.17" dia | 1.04 |  | EA | CX | 0.009 | 25 | Stock | Tinned | Copper | 39121457 | EC000005 | CADWELD | CADWELD Tools & Accessories | https://www.erico.com/part.asp?part=B1331L
B1331V | 78285632190 | B1331V |  | Conductor Sleeve, Copper, Tinned, Straight, 1" x 0.031", 0.24" dia | 1.04 |  | EA | CX | 0.011 | 25 | Stock | Tinned | Copper | 39121457 | EC000005 | CADWELD | CADWELD Tools & Accessories | https://www.erico.com/part.asp?part=B1331V
B1331Y | 78285632191 | B1331Y |  | Conductor Sleeve, Copper, Tinned, Straight, 1" x 0.031", 0.265" dia | 1.07 |  | EA | CX | 0.012 | 25 | Stock | Tinned | Copper | 39121457 | EC000005 | CADWELD | CADWELD Tools & Accessories | https://www.erico.com/part.asp?part=B1331Y
B1332C | 78285632192 | B1332C |  | Conductor Sleeve, Copper, Tinned, Straight, 1" x 0.031", 0.312" dia | 1.4 |  | EA | CX | 0.013 | 25 | Stock | Tinned | Copper | 39121457 | EC000005 | CADWELD | CADWELD Tools & Accessories | https://www.erico.com/part.asp?part=B1332C
B1332G | 78285632193 | B1332G |  | Conductor Sleeve, Copper, Tinned, Straight, 1" x 0.031", 0.344" dia | 3.76 |  | EA | CX | 0.013 | 25 | Non-Stock | Tinned | Copper | 39121457 | EC000005 | CADWELD | CADWELD Tools & Accessories | https://www.erico.com/part.asp?part=B1332G
B1332L | 78285632194 | B1332L |  | Conductor Sleeve, Copper, Tinned, Straight, 1" x 0.031", 0.391" dia | 2.95 |  | EA | CX | 0.015 | 25 | Stock | Tinned | Copper | 39121457 | EC000005 | CADWELD | CADWELD Tools & Accessories | https://www.erico.com/part.asp?part=B1332L
B1332Q | 78285632195 | B1332Q |  | Conductor Sleeve, Copper, Tinned, Straight, 1" x 0.031", 0.43" dia | 3.13 |  | EA | CX | 0.029 | 25 | Stock | Tinned | Copper | 39121457 | EC000005 | CADWELD | CADWELD Tools & Accessories | https://www.erico.com/part.asp?part=B1332Q
B134 | 78285632205 | B134 |  | Support Clamp for Vertical Flat Steel Surface, L160 Handle Clamp | 116.93 |  | EA | BQ | 0.864 | 1 | Stock |  |  | 39121457 | EC000490 | CADWELD | CADWELD Tools & Accessories | https://www.erico.com/part.asp?part=B134
B135 | 78285632206 | B135 |  | Support Clamp for Vertical Flat Steel Surface, L159 Handle Clamp | 136.97 |  | EA | BQ | 0.994 | 1 | Non-Stock |  |  | 39121457 | EC000490 | CADWELD | CADWELD Tools & Accessories | https://www.erico.com/part.asp?part=B135
B136A | 78285632207 | B136A |  | Mold Cleaner, Most ERICO CADWELD molds using #65 welding material and smaller | 10.31 |  | EA | BQ | 0.455 | 5 | Stock |  |  | 39121457 | EC002208 | CADWELD | CADWELD Tools & Accessories | https://www.erico.com/part.asp?part=B136A
B136B | 78285632208 | B136B |  | Mold Cleaner, Most ERICO CADWELD molds using #90 welding material and larger | 9.95 |  | EA | BQ | 1.06 | 5 | Stock |  |  | 39121457 | EC002208 | CADWELD | CADWELD Tools & Accessories | https://www.erico.com/part.asp?part=B136B
B13714 | 78285632209 | B13714 |  | Ground Rod Drive Sleeve for Pointed Ground Rods, 1/2" dia, 6" | 167.74 |  | EA | A2 | 1.499 | 1 | Stock |  | Steel | 46182103 | EC001628 | Ground Matl & Access | Ground Rod Accessories | https://www.erico.com/part.asp?part=B13714
B13716 | 78285632210 | B13716 |  | Ground Rod Drive Sleeve for Pointed Ground Rods, 5/8" dia, 6" | 150.22 |  | EA | A2 | 1.4 | 1 | Stock |  | Steel | 46182103 | EC001628 | Ground Matl & Access | Ground Rod Accessories | https://www.erico.com/part.asp?part=B13716
B13718 | 78285632211 | B13718 |  | Ground Rod Drive Sleeve for Pointed Ground Rods, 3/4" dia, 6" | 154.71 |  | EA | A2 | 1.261 | 1 | Stock |  | Steel | 46182103 | EC001628 | Ground Matl & Access | Ground Rod Accessories | https://www.erico.com/part.asp?part=B13718
B13722 | 78285632212 | B13722 |  | Ground Rod Drive Sleeve for Pointed Ground Rods, 1" dia, 6" | 196.28 |  | EA | A2 | 0 | 1 | Non-Stock |  | Steel | 46182103 | EC001628 | Ground Matl & Access | Ground Rod Accessories | https://www.erico.com/part.asp?part=B13722
B13731 | 78285632213 | B13731 |  | Ground Rod Drive Sleeve for Pointed Ground Rods, 5/8" dia, 6" | 156.2 |  | EA | A2 | 1.33 | 5 | Stock |  | Steel | 46182103 | EC001628 | Ground Matl & Access | Ground Rod Accessories | https://www.erico.com/part.asp?part=B13731
B13733 | 78285632214 | B13733 |  | Ground Rod Drive Sleeve for Pointed Ground Rods, 3/4" dia, 6" | 254.73 |  | EA | A2 | 1.179 | 1 | Non-Stock |  | Steel | 46182103 | EC001628 | Ground Matl & Access | Ground Rod Accessories | https://www.erico.com/part.asp?part=B13733
B140A | 78285632217 | B140A |  | Copper Shim, 1.5" x 3" | 1.46 |  | EA | CX | 0.02 | 50 | Stock |  | Copper | 39121457 | EC000490 | CADWELD | CADWELD Tools & Accessories | https://www.erico.com/part.asp?part=B140A
B140B | 78285632218 | B140B |  | Copper Shim, 2.5" x 3" | 1.88 |  | EA | CX | 0.033 | 50 | Stock |  | Copper | 39121457 | EC000490 | CADWELD | CADWELD Tools & Accessories | https://www.erico.com/part.asp?part=B140B
B141A | 78285632219 | B141A |  | Copper Shim, 1.5" x 3" | 2.92 |  | EA | CX | 0.035 | 50 | Stock |  | Copper | 39121457 | EC000490 | CADWELD | CADWELD Tools & Accessories | https://www.erico.com/part.asp?part=B141A
B143A | 78285632221 | B143A |  | Batting/Packing Material | 2.67 |  | EA | CX | 0.011 | 20 | Stock |  |  | 39121457 | EC000490 | CADWELD | CADWELD Tools & Accessories | https://www.erico.com/part.asp?part=B143A
B143B | 78285632223 | B143B |  | Batting/Packing Material | 2.85 |  | EA | CX | 0.245 | 20 | Stock |  |  | 39121457 | EC000490 | CADWELD | CADWELD Tools & Accessories | https://www.erico.com/part.asp?part=B143B
B144A | 78285632224 | B144A |  | Batting/Packing Material | 3.31 |  | EA | CX | 0.022 | 20 | Stock |  |  | 39121457 | EC000490 | CADWELD | CADWELD Tools & Accessories | https://www.erico.com/part.asp?part=B144A
B144B | 78285632225 | B144B |  | Batting/Packing Material | 3.71 |  | EA | CX | 0.011 | 20 | Stock |  |  | 39121457 | EC000490 | CADWELD | CADWELD Tools & Accessories | https://www.erico.com/part.asp?part=B144B
B144C | 78285632226 | B144C |  | Batting/Packing Material | 3.31 |  | EA | CX | 0.013 | 20 | Stock |  |  | 39121457 | EC000490 | CADWELD | CADWELD Tools & Accessories | https://www.erico.com/part.asp?part=B144C
B144E | 78285632227 | B144E |  | Batting/Packing Material | 3.9 |  | EA | CX | 0.024 | 20 | Stock |  |  | 39121457 | EC000490 | CADWELD | CADWELD Tools & Accessories | https://www.erico.com/part.asp?part=B144E
B150G07 | 78285676745 | B150G07 |  | Batting/Packing Material | 5.24 |  | EA | CX | 0.035 | 1 | Non-Stock |  |  | 39121457 | EC000490 | CADWELD | CADWELD Tools & Accessories | https://www.erico.com/part.asp?part=B150G07
B151008 | 78285668140 | B151008 |  | Batting/Packing Material | 5.94 |  | EA | CX | 0.044 | 1 | Non-Stock |  |  | 39121457 | EC000490 | CADWELD | CADWELD Tools & Accessories | https://www.erico.com/part.asp?part=B151008
B158 | 78285632228 | B158 |  | Handle Clamp Chain, 20" Chain | 33.14 |  | EA | CX | 0.399 | 1 | Stock |  |  | 39121457 | EC000490 | CADWELD | Molds | https://www.erico.com/part.asp?part=B158
B159H | 78285632229 | B159H |  | Handle Clamp with Chain Support, Horizontal Pipe Orientation, D, F Price Key | 347.1 |  | EA | BQ | 5.011 | 1 | Non-Stock |  |  | 39121457 | EC000490 | CADWELD | Molds | https://www.erico.com/part.asp?part=B159H
B159M | 78285632230 | B159M |  | Handle Clamp, Magnetic, D, F Price Key | 1127.69 |  | EA | BQ | 8.704 | 1 | Stock |  |  | 39121457 | EC000490 | CADWELD | CADWELD Tools & Accessories | https://www.erico.com/part.asp?part=B159M
B159V | 78285632231 | B159V |  | Handle Clamp with Chain Support, Vertical Pipe Orientation, D, F Price Key | 379.05 |  | EA | BQ | 4.321 | 1 | Stock |  |  | 39121457 | EC000490 | CADWELD | Molds | https://www.erico.com/part.asp?part=B159V
B159VT | 78285632232 | B159VT |  | Handle Clamp with Chain Support, Vertical Pipe Orientation, D, F Price Key | 363.82 |  | EA | BQ | 0 | 1 | Non-Stock |  |  | 39121457 | EC000490 | CADWELD | CADWELD Tools & Accessories | https://www.erico.com/part.asp?part=B159VT
B160H | 78285632233 | B160H |  | Handle Clamp with Chain Support, Horizontal Pipe Orientation, C, R Price Key | 363.64 |  | EA | BQ | 4.65 | 1 | Stock |  |  | 39121457 | EC000490 | CADWELD | Molds | https://www.erico.com/part.asp?part=B160H
B160V | 78285632234 | B160V |  | Handle Clamp with Chain Support, Vertical Pipe Orientation, C, R Price Key | 357.51 |  | EA | BQ | 3.924 | 1 | Stock |  |  | 39121457 | EC000490 | CADWELD | Molds | https://www.erico.com/part.asp?part=B160V
B160VT | 78285632320 | B160VT |  | Handle Clamp with Chain Support, Vertical Pipe Orientation, C, R Price Key | 372.94 |  | EA | BQ | 4.061 | 1 | Stock |  |  | 39121457 | EC000490 | CADWELD | CADWELD Tools & Accessories | https://www.erico.com/part.asp?part=B160VT
B1612Q | 78285632235 | B1612Q |  | B161/B164 Earthpoint, Four Stud, Brass, 0.53" dia, 3/8 UNC | 69.01 |  | EA | B1 | 3.7 | 5 | Stock |  | Brass | 39121613 | EC000490 | Ground Matl & Access | Fabricated Grounding Prod | https://www.erico.com/part.asp?part=B1612Q
B1622Q | 78285632237 | B1622Q |  | B162 Earthpoint, Two Stud, 0.53" dia, 1/2 UNC | 59.99 |  | EA | B1 | 3.435 | 5 | Stock |  | Brass | 39121613 | EC000490 | Ground Matl & Access | Fabricated Grounding Prod | https://www.erico.com/part.asp?part=B1622Q
B1642Q | 78285632238 | B1642Q |  | B161/B164 Earthpoint, Four Stud, Brass, 0.53" dia, 1/2 UNC | 93.65 |  | EA | B1 | 1.42 | 1 | Stock |  | Brass | 39121613 | EC000490 | Ground Matl & Access | Fabricated Grounding Prod | https://www.erico.com/part.asp?part=B1642Q
B1643Q | 78285632239 | B1643Q |  | B161/B164 Earthpoint, Four Stud, Brass, 0.825" dia, 1/2 UNC | 87.86 |  | EA | B1 | 1.53 | 1 | Stock |  | Brass | 39121613 | EC000490 | Ground Matl & Access | Fabricated Grounding Prod | https://www.erico.com/part.asp?part=B1643Q
B165 | 78285632240 | B165 |  | Aircraft Grounding Receptacle with Ball Stud, 4 1/2", Permanent 3/4" Ball Stud | 212.4 |  | EA | B1 | 1.755 | 1 | Stock |  | Phosphor Bronze | 39121613 | EC000490 | Ground Matl & Access | Fabricated Grounding Prod | https://www.erico.com/part.asp?part=B165
B165R | 78285632241 | B165R |  | Aircraft Grounding Receptacle with Ball Stud, 4 1/2", Removable 3/4" Ball Stud | 235.23 |  | EA | B1 | 1.85 | 1 | Stock |  | Phosphor Bronze | 39121613 | EC000490 | Ground Matl & Access | Fabricated Grounding Prod | https://www.erico.com/part.asp?part=B165R
B165RS | 78285632242 | B165RS |  | Aircraft Grounding Receptacle Replacement Ball Stud | 101.99 |  | EA | B1 | 0 | 1 | Non-Stock |  | Phosphor Bronze | 39121613 | EC000490 | Ground Matl & Access | Fabricated Grounding Prod | https://www.erico.com/part.asp?part=B165RS
B166 | 78285632244 | B166 |  | Aircraft Grounding Receptacle with Bar Attachment Point, 6 1/4", 3/4" Diameter Bar | 359.03 |  | EA | B1 | 4.491 | 1 | Stock |  | Phosphor Bronze | 39121613 | EC000490 | Ground Matl & Access | Fabricated Grounding Prod | https://www.erico.com/part.asp?part=B166
B185B | 78285669601 | B185B |  | CABLE,ASSY,VEPCO PROTECTIVE | 480.2 |  | EA | B1 | 4 | 1 | Non-Stock |  |  |  |  | Ground Matl & Access | Fabricated Grounding Prod | https://www.erico.com/part.asp?part=B185B
B200 | 78480501202 | B200 |  | nVent ERICO Toolbag | 81.18 |  | EA | BQ | 0.78 | 1 | Non-Stock |  | Nylon | 39121457 | EC003561 | CADWELD | CADWELD Tools & Accessories | https://www.erico.com/part.asp?part=B200
B2610A | 78285662026 | B2610A |  | Static Grounding Clamp For Drums, 1" Max Jaw Opening, 1" Throat Depth | 65.31 |  | EA | E1 | 0.311 | 1 | Stock |  | Aluminum, Stainless Steel 416 (EN 1.4005) | 39121613 | EC000490 | Ground Matl & Access | Static & Individual Grounding | https://www.erico.com/part.asp?part=B2610A
B2611A | 78285662027 | B2611A |  | STATIC GRD CLAMP,1-1/2IN OPENING,3/16IN DIA MAX CABLE,W/RELEASE HARNESS | 197.35 |  | EA | E1 | 2 | 1 | Non-Stock |  |  |  |  | Ground Matl & Access | Static & Individual Grounding | https://www.erico.com/part.asp?part=B2611A
B2617A | 78285662039 | B2617A |  | Aircraft Grounding Clamp, 3/4" Max Jaw Opening, 3/4" Throat Depth | 80.51 |  | EA | E1 | 0.331 | 1 | Stock |  | Aluminum, Steel | 39121613 | EC000490 | Ground Matl & Access | Static & Individual Grounding | https://www.erico.com/part.asp?part=B2617A
B2618A | 78285662040 | B2618A |  | Static Grounding Cable Reel, Bare Cable, for flammable drums and totes, 20' | 677.35 |  | EA | E1 | 0 | 1 | Non-Stock | Electrogalvanized | Steel | 39121613 | EC001471 | Ground Matl & Access | Static & Individual Grounding | https://www.erico.com/part.asp?part=B2618A
B2618B | 78285662041 | B2618B |  | Static Grounding Cable Reel, Bare Cable, for tanker trucks and rail cars, 50' | 882.27 |  | EA | E1 | 6.272 | 1 | Stock | Electrogalvanized | Steel | 39121613 | EC001471 | Ground Matl & Access | Static & Individual Grounding | https://www.erico.com/part.asp?part=B2618B
B265 | 78285632336 | B265 |  | Cable Clamp Assembly | 672.96 |  | EA | BQ | 5.26 | 1 | Stock |  |  | 39121457 | EC000490 | CADWELD | Molds | https://www.erico.com/part.asp?part=B265
B319 | 78285671161 | B319 |  | Pipe Clamp Chain, CAN, CAP, CAT Price Key | 131.39 |  | EA | BQ | 0.351 | 1 | Stock |  |  | 39121457 | EC000490 | CADWELD | Molds | https://www.erico.com/part.asp?part=B319
B320 | 78285632246 | B320 |  | Pipe Clamp Chain, CAA Price Key | 29.32 |  | EA | BQ | 0.15 | 1 | Stock |  |  | 39121457 | EC000490 | CADWELD | Molds | https://www.erico.com/part.asp?part=B320
B32130 | 78285632247 | B32130 |  | Flint Ignitor Extension | 291.06 |  | EA | CX | 4.85 | 1 | Stock |  |  | 39121457 | EC000490 | CADWELD | CADWELD Tools & Accessories | https://www.erico.com/part.asp?part=B32130
B322 | 78285676549 | B322 |  | Cathodic Protection Conductor Holding Clip | 19.42 |  | EA | CX | 0.02 | 1 | Stock |  | Spring Steel | 39121457 | EC000464 | CADWELD | CADWELD Tools & Accessories | https://www.erico.com/part.asp?part=B322
B323N2 | 78285658619 | B323N2 |  | Magnetic Assembly | 253.25 |  | EA | BQ | 1.57 | 1 | Stock |  |  | 39121457 | EC000490 | CADWELD | Molds | https://www.erico.com/part.asp?part=B323N2
B396 | 78285632248 | B396 |  | Handle Clamp, Magnetic, C, R Price Key | 917.13 |  | EA | BQ | 5.56 | 1 | Stock |  |  | 39121457 | EC000490 | CADWELD | CADWELD Tools & Accessories | https://www.erico.com/part.asp?part=B396
B399A | 78285632249 | B399A |  | Handle Clamp, Mini EZ | 114.47 |  | EA | BQ | 0.789 | 1 | Stock |  |  | 39121457 | EC000490 | CADWELD | CADWELD Tools & Accessories | https://www.erico.com/part.asp?part=B399A
B399AM | 78285632250 | B399AM |  | Handle Clamp, Mini EZ, Magnetic | 642.11 |  | EA | BQ | 3.15 | 1 | Non-Stock |  |  | 39121457 | EC000490 | CADWELD | CADWELD Tools & Accessories | https://www.erico.com/part.asp?part=B399AM
B399AS | 78285632251 | B399AS |  | Handle Clamp, Mini EZ with Spring Clamp | 283.48 |  | EA | BQ | 1.25 | 1 | Stock |  |  | 39121457 | EC000490 | CADWELD | CADWELD Tools & Accessories | https://www.erico.com/part.asp?part=B399AS
B399B | 78285632252 | B399B |  | Handle Clamp, Mini EZ | 114.47 |  | EA | BQ | 0.8 | 1 | Non-Stock |  |  | 39121457 | EC000490 | CADWELD | CADWELD Tools & Accessories | https://www.erico.com/part.asp?part=B399B
B399BM | 78285632253 | B399BM |  | Handle Clamp, Mini EZ, Magnetic | 597.57 |  | EA | BQ | 3.135 | 1 | Non-Stock |  |  | 39121457 | EC000490 | CADWELD | Molds | https://www.erico.com/part.asp?part=B399BM
B399CS | 78285632254 | B399CS |  | Handle Clamp, Mini EZ with Spring Clamp | 280.74 |  | EA | BQ | 1.19 | 1 | Non-Stock |  |  | 39121457 | EC000490 | CADWELD | CADWELD Tools & Accessories | https://www.erico.com/part.asp?part=B399CS
B399ES | 78285635556 | B399ES |  | Handle Clamp, Mini EZ with Spring Clamp | 309.06 |  | EA | BQ | 1.35 | 1 | Stock |  |  | 39121457 | EC000490 | CADWELD | CADWELD Tools & Accessories | https://www.erico.com/part.asp?part=B399ES
B522C | 78285632257 | B522C |  | Fence Clamp for Field-Welded Connections, 1 1/2" Fence Post | 52.61 |  | EA | B1 | 0.701 | 1 | Non-Stock | Tinned | Electrolytic Copper | 39121613 | EC000490 | Ground Matl & Access | Fabricated Grounding Prod | https://www.erico.com/part.asp?part=B522C
B522D | 78285632258 | B522D |  | Fence Clamp for Field-Welded Connections, 2" Fence Post | 68.57 |  | EA | B1 | 1.421 | 1 | Non-Stock | Tinned | Electrolytic Copper | 39121613 | EC000490 | Ground Matl & Access | Fabricated Grounding Prod | https://www.erico.com/part.asp?part=B522D
B522E | 78285632259 | B522E |  | Fence Clamp for Field-Welded Connections, 2 1/2" Fence Post | 83.63 |  | EA | B1 | 1.1 | 1 | Non-Stock | Tinned | Electrolytic Copper | 39121613 | EC000490 | Ground Matl & Access | Fabricated Grounding Prod | https://www.erico.com/part.asp?part=B522E
B522F | 78285632260 | B522F |  | Fence Clamp for Field-Welded Connections, 3" Fence Post | 95.26 |  | EA | B1 | 1.839 | 1 | Non-Stock | Tinned | Electrolytic Copper | 39121613 | EC000490 | Ground Matl & Access | Fabricated Grounding Prod | https://www.erico.com/part.asp?part=B522F
B522G | 78285632261 | B522G |  | Fence Clamp for Field-Welded Connections, 3 1/2" Fence Post | 94.06 |  | EA | B1 | 2.039 | 1 | Non-Stock | Tinned | Electrolytic Copper | 39121613 | EC000490 | Ground Matl & Access | Fabricated Grounding Prod | https://www.erico.com/part.asp?part=B522G
B522H | 78285632262 | B522H |  | Fence Clamp for Field-Welded Connections, 4" Fence Post | 117.81 |  | EA | B1 | 0.701 | 1 | Non-Stock | Tinned | Electrolytic Copper | 39121613 | EC000490 | Ground Matl & Access | Fabricated Grounding Prod | https://www.erico.com/part.asp?part=B522H
B530D2Q180 | 78285672420 | B530D2Q180 |  | Ground Point Assembly, RA Configuration, B1642Q Ground Plate, 4/0 Stranded, 180" Cable | 489.21 |  | EA | B1 | 0 | 1 | Non-Stock |  | Copper Alloy | 39121613 | EC000490 | Ground Matl & Access | Fabricated Grounding Prod | https://www.erico.com/part.asp?part=B530D2Q180
B532D2Q48 | 78285675617 | B532D2Q48 |  | Ground Point Assembly, SS Configuration, B1642Q Ground Plate, 4/0 Stranded, 48" Cable | 262.34 |  | EA | B1 | 0 | 1 | Non-Stock |  | Copper Alloy | 39121613 | EC000490 | Ground Matl & Access | Fabricated Grounding Prod | https://www.erico.com/part.asp?part=B532D2Q48
B548A39 | 78285660966 | B548A39 |  | Grounding Busbar Mounting Kit with Beam Clamp | 11.78 |  | EA | B1 | 0.52 | 1 | Non-Stock |  | Polyamide, Stainless Steel 304 (EN 1.4301) | 31162504 | EC000490 | Ground Matl & Access | Fabricated Grounding Prod | https://www.erico.com/part.asp?part=B548A39
B548A41 | 78285659978 | B548A41 |  | Grounding Busbar Mounting Kit, 1"�2" Busbar Width | 13.8 |  | EA | B1 | 0.604 | 1 | Stock | Bare | Stainless Steel 304 (EN 1.4301), Polyamide | 31162504 | EC001470 | Ground Matl & Access | Fabricated Grounding Prod | https://www.erico.com/part.asp?part=B548A41
B548A42 | 78285662043 | B548A42 |  | Grounding Busbar Mounting Kit, 3"�4" Busbar Width | 15.3 |  | EA | B1 | 0.721 | 1 | Stock | Bare | Stainless Steel 304 (EN 1.4301), Polyamide | 31162504 | EC001470 | Ground Matl & Access | Fabricated Grounding Prod | https://www.erico.com/part.asp?part=B548A42
B827A | 78285632271 | B827A |  | Fence Fabric Attachment Assembly, VS, VF, VB, VV Connection | 333.81 |  | EA | BQ | 5.247 | 1 | Non-Stock |  |  | 39121457 | EC000490 | CADWELD | Molds | https://www.erico.com/part.asp?part=B827A
B852A12C1G96 | 78285671782 | B852A12C1G96 |  | Thin Wall Pipe Ground Clamp Assembly, 3"�12" Water Pipe, #6 Solid, 96' Cable | 253.12 |  | EA | B1 | 2.05 | 1 | Non-Stock | Tinned | Copper, Silicon Bronze | 39121613 | EC000493 | Ground Matl & Access | Fabricated Grounding Prod | https://www.erico.com/part.asp?part=B852A12C1G96
B852A8C1G96 | 78285671781 | B852A8C1G96 |  | Thin Wall Pipe Ground Clamp Assembly, 3"�8" Water Pipe, #6 Solid, 96' Cable | 179.39 |  | EA | B1 | 1.9 | 1 | Stock | Tinned | Copper, Silicon Bronze | 39121613 | EC000493 | Ground Matl & Access | Fabricated Grounding Prod | https://www.erico.com/part.asp?part=B852A8C1G96
B922CC14A | 78285662046 | B922CC14A |  | 2 Hole Telecom Lug, 1.875" x 0.625" x 0.125" x 0.375" x 0.625", 0.281" Hole | 19.43 |  | EA | BK | 0.029 | 25 | Non-Stock | Tinned | Copper | 39121457 | EC001050 | CADWELD | CADWELD Tools & Accessories | https://www.erico.com/part.asp?part=B922CC14A
C MOLD |  | C MOLD | PRICE KEY | ERICO CADWELD Mold | 244.1 |  | EA | BK | 0 | 1 | Non-Stock |  |  |  |  | CADWELD | Molds | https://www.erico.com/part.asp?part=C MOLD
C120J | 78285658023 | C120J |  | Vise Clamp Assembly to Crane or Girder Rail Connections | 321.41 |  | EA | BQ | 3 | 1 | Stock |  |  | 39121457 | EC000490 | CADWELD | Molds | https://www.erico.com/part.asp?part=C120J
CA15 | 78285600107 | CA15 |  | ERICO CADWELD Welding Material, Cathodic F33 | 5.74 |  | EA | BA | 0.055 | 20 | Stock |  |  | 39121457 | EC011984 | CADWELD | Welding Material | https://www.erico.com/part.asp?part=CA15
CA15PLUSF33 | 78285651292 | CA15PLUSF33 |  | ERICO CADWELD PLUS Welding Material, F33, Black | 7.33 |  | EA | BA | 0.1 | 20 | Stock |  |  | 39121457 | EC011984 | CADWELD | Welding Material | https://www.erico.com/part.asp?part=CA15PLUSF33
CA15PLUSF33S | 78285658522 | CA15PLUSF33S |  | ERICO CADWELD PLUS Welding Material, F33, Black | 7.45 |  | EA | BA | 0.064 | 20 | Stock |  |  | 39121457 | EC011984 | CADWELD | Welding Material | https://www.erico.com/part.asp?part=CA15PLUSF33S
CA15S | 78285600114 | CA15S |  | ERICO CADWELD Welding Material, Cathodic F33 | 7.32 |  | EA | BA | 0.055 | 20 | Non-Stock |  |  | 39121457 | EC011984 | CADWELD | Welding Material | https://www.erico.com/part.asp?part=CA15S
CA15XF19 | 78285662051 | CA15XF19 |  | ERICO CADWELD Welding Material, Cast/Ductile Iron XF19 | 6.21 |  | EA | BA | 0.055 | 20 | Non-Stock |  |  | 39121457 | EC011984 | CADWELD | Welding Material | https://www.erico.com/part.asp?part=CA15XF19
CA25 | 78285600111 | CA25 |  | ERICO CADWELD Welding Material, Cathodic F33 | 7.99 |  | EA | BA | 0.073 | 20 | Stock |  |  | 39121457 | EC011984 | CADWELD | Welding Material | https://www.erico.com/part.asp?part=CA25
CA25PLUSF33 | 78285651293 | CA25PLUSF33 |  | ERICO CADWELD PLUS Welding Material, F33, Red | 8.61 |  | EA | BA | 0.093 | 20 | Stock |  |  | 39121457 | EC011984 | CADWELD | Welding Material | https://www.erico.com/part.asp?part=CA25PLUSF33
CA25PLUSXF19 | 78285651875 | CA25PLUSXF19 |  | ERICO CADWELD PLUS Welding Material, XF19, Red | 12.57 |  | EA | BA | 0.093 | 20 | Stock |  |  | 39121457 | EC011984 | CADWELD | Welding Material | https://www.erico.com/part.asp?part=CA25PLUSXF19
CA25XF19 | 78285632273 | CA25XF19 |  | ERICO CADWELD Welding Material, Cast/Ductile Iron XF19 | 7.76 |  | EA | BA | 0.079 | 20 | Stock |  |  | 39121457 | EC011984 | CADWELD | Welding Material | https://www.erico.com/part.asp?part=CA25XF19
CA32 | 78285600112 | CA32 |  | ERICO CADWELD Welding Material, Cathodic F33 | 8.28 |  | EA | BA | 0.093 | 20 | Stock |  |  | 39121457 | EC011984 | CADWELD | Welding Material | https://www.erico.com/part.asp?part=CA32
CA32PLUSF33 | 78285651294 | CA32PLUSF33 |  | ERICO CADWELD PLUS Welding Material, F33, White | 9.72 |  | EA | BA | 0.108 | 20 | Stock |  |  | 39121457 | EC011984 | CADWELD | Welding Material | https://www.erico.com/part.asp?part=CA32PLUSF33
CA32PLUSXF19 | 78285651877 | CA32PLUSXF19 |  | ERICO CADWELD PLUS Welding Material, XF19, White | 14.21 |  | EA | BA | 0.109 | 20 | Stock |  |  | 39121457 | EC011984 | CADWELD | Welding Material | https://www.erico.com/part.asp?part=CA32PLUSXF19
CA32XF19 | 78285632274 | CA32XF19 |  | ERICO CADWELD Welding Material, Cast/Ductile Iron XF19 | 9.35 |  | EA | BA | 0.101 | 20 | Stock |  |  | 39121457 | EC011984 | CADWELD | Welding Material | https://www.erico.com/part.asp?part=CA32XF19
CA45 | 78285600113 | CA45 |  | ERICO CADWELD Welding Material, Cathodic F33 | 12.27 |  | EA | BA | 0.128 | 20 | Stock |  |  | 39121457 | EC011984 | CADWELD | Welding Material | https://www.erico.com/part.asp?part=CA45
CA45PLUSF33 | 78285651295 | CA45PLUSF33 |  | ERICO CADWELD PLUS Welding Material, F33, Light Blue | 12.34 |  | EA | BA | 0.126 | 20 | Non-Stock |  |  | 39121457 | EC011984 | CADWELD | Welding Material | https://www.erico.com/part.asp?part=CA45PLUSF33
CA45PLUSXF19 | 78285651865 | CA45PLUSXF19 |  | ERICO CADWELD PLUS Welding Material, XF19, Light Green | 16.21 |  | EA | BA | 0.175 | 20 | Stock |  |  | 39121457 | EC011984 | CADWELD | Welding Material | https://www.erico.com/part.asp?part=CA45PLUSXF19
CA45XF19 | 78285632275 | CA45XF19 |  | ERICO CADWELD Welding Material, Cast/Ductile Iron XF19 | 12.82 |  | EA | BA | 0.137 | 20 | Stock |  |  | 39121457 | EC011984 | CADWELD | Welding Material | https://www.erico.com/part.asp?part=CA45XF19
CA65 | 78285600115 | CA65 |  | ERICO CADWELD Welding Material, Cathodic F33 | 14.59 |  | EA | BA | 0.157 | 20 | Stock |  |  | 39121457 | EC011984 | CADWELD | Welding Material | https://www.erico.com/part.asp?part=CA65
CA65PLUSF33 | 78285651880 | CA65PLUSF33 |  | ERICO CADWELD PLUS Welding Material, F33, Dark Green | 14.72 |  | EA | BA | 0.199 | 20 | Stock |  |  | 39121457 | EC011984 | CADWELD | Welding Material | https://www.erico.com/part.asp?part=CA65PLUSF33
CA65XF19 | 78285632276 | CA65XF19 |  | ERICO CADWELD Welding Material, Cast/Ductile Iron XF19 | 17.5 |  | EA | BA | 0.159 | 20 | Non-Stock |  |  | 39121457 | EC011984 | CADWELD | Welding Material | https://www.erico.com/part.asp?part=CA65XF19
CAA |  | CAA | PRICE KEY | Cathodic ERICO CADWELD A Price Key Mold With Frame | 148.72 |  | EA | BA | 0 | 1 | Non-Stock |  |  |  |  | CADWELD | CADWELD Tools & Accessories | https://www.erico.com/part.asp?part=CAA
CAA MOLD ONLY |  | CAA MOLD ONLY | PRICE KEY | ERICO CADWELD Mold | 105.72 |  | EA | BK | 0 | 1 | Non-Stock |  |  |  |  | CADWELD | Molds | https://www.erico.com/part.asp?part=CAA MOLD ONLY
CAB112 | 78285632277 | CAB112 |  | Cathodic Protection Adapter Sleeve, Copper, Straight, 1.063" x 0.031", 0.212" dia | 0.96 |  | EA | BQ | 0.009 | 100 | Stock |  | Copper | 39121457 | EC000005 | CADWELD | CADWELD Tools & Accessories | https://www.erico.com/part.asp?part=CAB112
CAB1331H | 78285632278 | CAB1331H |  | Cathodic Protection Adapter Sleeve, Copper, Straight, 1" x 0.025", 0.106" dia | 0.96 |  | EA | BQ | 0.004 | 100 | Stock |  | Copper | 39121457 | EC000005 | CADWELD | CADWELD Tools & Accessories | https://www.erico.com/part.asp?part=CAB1331H
CAB1331K | 78285632280 | CAB1331K |  | Cathodic Protection Adapter Sleeve, Copper, Straight, 1" x 0.031", 0.14" dia | 1.07 |  | EA | CX | 0.006 | 25 | Stock |  | Copper | 39121457 | EC000005 | CADWELD | CADWELD Tools & Accessories | https://www.erico.com/part.asp?part=CAB1331K
CAB1331L | 78285632281 | CAB1331L |  | Cathodic Protection Adapter Sleeve, Copper, Straight, 1" x 0.031", 0.17" dia | 1.11 |  | EA | BQ | 0.005 | 100 | Stock |  | Copper | 39121457 | EC000005 | CADWELD | CADWELD Tools & Accessories | https://www.erico.com/part.asp?part=CAB1331L
SI25I | 78285684793 | SI25I |  | Early Streamer Emission Terminal, 25 �s Triggered Advance, ?T | 4838.63 | 3387.041 | EA | F1 | 0 | 1 | Stock |  | Stainless Steel 304L (EN 1.4306) | 39121621 | EC000505 | Lightning Protection | Active Ltng Protect | https://www.erico.com/part.asp?part=SI25I
CAN |  | CAN | PRICE KEY | Cathodic ERICO CADWELD N Price Key Mold with Frame | 299.26 |  | EA | BA | 0 | 1 | Non-Stock |  |  |  |  | CADWELD | Molds | https://www.erico.com/part.asp?part=CAN
CAN MOLD ONLY |  | CAN MOLD ONLY | PRICE KEY | Cathodic ERICO CADWELD N Price Key Mold | 221.35 |  | EA | BK | 0 | 1 | Non-Stock |  |  |  |  | CADWELD | CADWELD Tools & Accessories | https://www.erico.com/part.asp?part=CAN MOLD ONLY
CAP |  | CAP | PRICE KEY | Cathodic ERICO CADWELD P Price Key Mold with Frame | 268.23 |  | EA | BA | 0 | 1 | Non-Stock |  |  |  |  | CADWELD | Molds | https://www.erico.com/part.asp?part=CAP
CAP MOLD ONLY |  | CAP MOLD ONLY | PRICE KEY | Cathodic ERICO CADWELD P Price Key Mold | 181.56 |  | EA | BK | 0 | 1 | Non-Stock |  |  |  |  | CADWELD | CADWELD Tools & Accessories | https://www.erico.com/part.asp?part=CAP MOLD ONLY
CAS09F | 78285632293 | CAS09F |  | SLEEVE,CU,.328 ID X .390 OD X 1 LG | 1.22 |  | EA | CX | 0.013 | 25 | Stock |  |  |  |  | CADWELD | CADWELD Tools & Accessories | https://www.erico.com/part.asp?part=CAS09F
CAS20F | 78285632337 | CAS20F |  | SLEEVE,CU,.240 ID X .302 OD X 1 LG | 1.11 |  | EA | CX | 0.011 | 25 | Stock |  |  |  |  | CADWELD | CADWELD Tools & Accessories | https://www.erico.com/part.asp?part=CAS20F
CAT |  | CAT | PRICE KEY | Cathodic ERICO CADWELD T Price Key Mold with Frame | 237.76 |  | EA | BA | 0 | 1 | Non-Stock |  |  |  |  | CADWELD | Molds | https://www.erico.com/part.asp?part=CAT
CAT MOLD ONLY |  | CAT MOLD ONLY | PRICE KEY | Cathodic ERICO CADWELD T Price Key Mold | 159.52 |  | EA | BK | 0 | 1 | Non-Stock |  |  |  |  | CADWELD | CADWELD Tools & Accessories | https://www.erico.com/part.asp?part=CAT MOLD ONLY
CATVF | 78285657007 | CATVF |  | Community Antenna Protector, Low/Medium Frequency, F-Type, Female Connection | 179.29 |  | EA | E4 | 0.08 | 1 | Non-Stock |  |  | 39121610 | EC000943 | Surge Protection | Data and Signal Surge | https://www.erico.com/part.asp?part=CATVF
CBSC10 | 78285670423 | CBSC10 |  | ERICO CU-BOND Round Conductor, 0.39" dia, 328', #2 Fusing Capacity Equivalency | 798.62 |  | EA | D1 | 139.4 | 1 | Stock |  | Copper-Bonded Steel | 26121520 | EC001471 | Conductors | CBSC | https://www.erico.com/part.asp?part=CBSC10
CBSC13 | 78285670880 | CBSC13 |  | ERICO CU-BOND Round Conductor, 0.52" dia, 328', 1/0 Fusing Capacity Equivalency | 1109.83 |  | EA | D1 | 239 | 1 | Stock |  | Copper-Bonded Steel | 26121520 | EC001471 | Conductors | CBSC | https://www.erico.com/part.asp?part=CBSC13
CBSC14 | 78285670865 | CBSC14 |  | ERICO CU-BOND Round Conductor, 0.56" dia, 328', 2/0 Fusing Capacity Equivalency | 1218.72 |  | EA | D1 | 277.7 | 1 | Non-Stock |  | Copper-Bonded Steel | 26121520 | EC001471 | Conductors | CBSC | https://www.erico.com/part.asp?part=CBSC14
CBSC18 | 78285670867 | CBSC18 |  | ERICO CU-BOND Round Conductor, 0.7" dia, 328', 4/0 Fusing Capacity Equivalency | 1694.23 |  | EA | D1 | 427 | 1 | Non-Stock |  | Copper-Bonded Steel | 26121520 | EC001471 | Conductors | CBSC | https://www.erico.com/part.asp?part=CBSC18
CBSC8 | 78285670422 | CBSC8 |  | ERICO CU-BOND Round Conductor, 0.31" dia, 328', #4 Fusing Capacity Equivalency | 609.87 |  | EA | D1 | 86.6 | 1 | Non-Stock |  | Copper-Bonded Steel | 26121520 | EC001471 | Conductors | CBSC | https://www.erico.com/part.asp?part=CBSC8
CC12F | 78285630668 | CC12F |  | Compression Coupler for Copper-Bonded Ground Rod, Pointed, Silicon Bronze, 1/2" dia | 16.72 |  | EA | A2 | 0.29 | 25 | Stock |  | Silicon Bronze | 46182103 | EC002360 | Ground Matl & Access | Ground Rod Accessories | https://www.erico.com/part.asp?part=CC12F
CC207 | 78285662060 | CC207 |  | Transformer Tank Grounding Connector, External Thread, Tinned, #6 Solid-1/0 Stranded | 14.66 |  | EA | A2 | 0.21 | 10 | Stock | Tinned | Bronze | 46182103 | EC000490 | Ground Matl & Access | Connectors | https://www.erico.com/part.asp?part=CC207
CC2074Q | 78285680340 | CC2074Q |  | Transformer Tank Grounding Connector, External Thread, Plain, 2/0 Stranded-4/0 Stranded | 39.94 |  | EA | A2 | 0.522 | 10 | Stock | Plain | Bronze | 46182103 | EC000490 | Ground Matl & Access | Connectors | https://www.erico.com/part.asp?part=CC2074/0
CC34 | 78285630670 | CC34 |  | Compression Coupler for Copper-Bonded Ground Rod, Pointed, Silicon Bronze, 3/4" dia | 26.93 |  | EA | A2 | 0.44 | 25 | Stock |  | Silicon Bronze | 46182103 | EC002360 | Ground Matl & Access | Ground Rod Accessories | https://www.erico.com/part.asp?part=CC34
CC58 | 78285630669 | CC58 |  | Compression Coupler for Copper-Bonded Ground Rod, Pointed, Silicon Bronze, 5/8" dia | 13.24 |  | EA | A2 | 0.32 | 25 | Stock |  | Silicon Bronze | 46182103 | EC002360 | Ground Matl & Access | Ground Rod Accessories | https://www.erico.com/part.asp?part=CC58
CC58SS | 78285671186 | CC58SS |  | Compression Coupler for Stainless Steel Ground Rod, Pointed, 5/8" dia | 42.1 |  | EA | A2 | 0.25 | 25 | Non-Stock |  | Stainless Steel 304 (EN 1.4301) | 46182103 | EC002360 | Ground Matl & Access | Ground Rod Accessories | https://www.erico.com/part.asp?part=CC58SS
CC5A04 | 78285662778 | CC5A04 |  | Theft Deterrent Composite Conductor, Copper, Steel, Tinned, EG, 0.485 ?/1000' Resistance, 250' Cable | 604.27 |  | EA | D1 | 57 | 250' | Non-Stock | Tinned, Electrogalvanized | Copper, Steel | 26121613 | EC001471 | Conductors | Theft Deterrent | https://www.erico.com/part.asp?part=CC5A04
CC5A05 | 78285662779 | CC5A05 |  | Theft Deterrent Composite Conductor, Copper, Steel, Tinned, EG, 0.457 ?/1000' Resistance, 250' Cable | 691.87 |  | EA | D1 | 58 | 250' | Stock | Tinned, Electrogalvanized | Copper, Steel | 26121613 | EC001471 | Conductors | Theft Deterrent | https://www.erico.com/part.asp?part=CC5A05
CC5A05CB | 78285684450 | CC5A05CB |  | Theft Deterrent Composite Conductor, Copper, Copper-Bonded Steel, Tinned, 0.374 ?/1000' Resistance, 250' Cable | 1338.68 |  | EA | D1 | 61 | 1 | Stock | Tinned | Copper, Copper-Bonded Steel | 26121613 | EC001471 | Conductors | Theft Deterrent | https://www.erico.com/part.asp?part=CC5A05CB
CC5A20 | 78285669445 | CC5A20 |  | Theft Deterrent Composite Conductor, Copper, Steel, Tinned, EG, 0.098 ?/1000' Resistance, 200' Cable | 2916.72 |  | EA | D1 | 109 | 200' | Stock | Tinned, Electrogalvanized | Copper, Steel | 26121613 | EC001471 | Conductors | Theft Deterrent | https://www.erico.com/part.asp?part=CC5A20
CC5A20CB | 78285684451 | CC5A20CB |  | Theft Deterrent Composite Conductor, Copper, Copper-Bonded Steel, Tinned, 0.087 ?/1000' Resistance, 200' Cable | 2945.62 |  | EA | D1 | 113 | 1 | Stock | Tinned | Copper, Copper-Bonded Steel | 26121613 | EC001471 | Conductors | Theft Deterrent | https://www.erico.com/part.asp?part=CC5A20CB
CC5A30 | 78285671073 | CC5A30 |  | Theft Deterrent Composite Conductor, Copper, Steel, Tinned, EG, 0.076 ?/1000' Resistance, 200' Cable | 3422.54 |  | EA | D1 | 135 | 200' | Stock | Tinned, Electrogalvanized | Copper, Steel | 26121613 | EC001471 | Conductors | Theft Deterrent | https://www.erico.com/part.asp?part=CC5A30
CC5A40 | 78285669444 | CC5A40 |  | Theft Deterrent Composite Conductor, Copper, Steel, Tinned, EG, 0.057 ?/1000' Resistance, 200' Cable | 4057.91 |  | EA | D1 | 172 | 200' | Non-Stock | Tinned, Electrogalvanized | Copper, Steel | 26121613 | EC001471 | Conductors | Theft Deterrent | https://www.erico.com/part.asp?part=CC5A40
CC5A40CB | 78285684453 | CC5A40CB |  | Theft Deterrent Composite Conductor, Copper, Copper-Bonded Steel, Tinned, 0.056 ?/1000' Resistance, 200' Cable | 4217.87 |  | EA | D1 | 174 | 1 | Stock | Tinned | Copper, Copper-Bonded Steel | 26121613 | EC001471 | Conductors | Theft Deterrent | https://www.erico.com/part.asp?part=CC5A40CB
CCL04A | 78285666698 | CCL04A |  | Theft Deterrent Composite Cable Clip | 1.75 |  | EA | A2 | 0.007 | 100 | Stock |  | Aluminum | 46182103 | EC000490 | Ground Matl & Access | Connectors | https://www.erico.com/part.asp?part=CCL04A
CCTV12 | 78285647021 | CCTV12 |  | Closed Circuit Television Protector | 225.57 |  | EA | E4 | 0.13 | 1 | Stock |  |  | 39121610 | EC000943 | Surge Protection | Data and Signal Surge | https://www.erico.com/part.asp?part=CCTV12
CDMV0112 | 78285661186 | CDMV0112 |  | ERICO CADWELD MULTI Vertical Mold, 1/2" dia, 0.5"�0.506" dia | 246.89 |  | EA | AG | 2.599 | 1 | Non-Stock |  |  | 39121457 | EC000490 | CADWELD | CADWELD Kits | https://www.erico.com/part.asp?part=CDMV0112
CDMV0134 | 78285661196 | CDMV0134 |  | ERICO CADWELD MULTI Vertical Mold, 3/4" dia, 0.676"�0.682" dia | 246.89 |  | EA | AG | 2.599 | 1 | Non-Stock |  |  | 39121457 | EC000490 | CADWELD | CADWELD Kits | https://www.erico.com/part.asp?part=CDMV0134
CDMV0158 | 78285661187 | CDMV0158 |  | ERICO CADWELD MULTI Vertical Mold, 5/8" dia, 0.556"�0.563" dia | 246.89 |  | EA | AG | 2.599 | 1 | Non-Stock |  |  | 39121457 | EC000490 | CADWELD | CADWELD Kits | https://www.erico.com/part.asp?part=CDMV0158
CDMV01H | 78285661197 | CDMV01H |  | ERICO CADWELD MULTI Horizontal Mold Bases and Crucible, 2 Mold Bases Included | 246.89 |  | EA | AG | 2.65 | 1 | Non-Stock |  |  | 39121457 | EC000149 | CADWELD | CADWELD Kits | https://www.erico.com/part.asp?part=CDMV01H
CGE5CP | 78285659464 | CGE5CP |  | Convenient Ground Electrode Kit, #8 Sol-#2 Str, 10 mm� Sol-35 mm� Str | 107.56 |  | EA | A1 | 7.8 | 1 | Stock |  | Copper-Bonded Steel, Bronze | 39121613 | EC000492 | Ground Rods | Other Ground Rods | https://www.erico.com/part.asp?part=CGE5CP
SI40I | 78285684794 | SI40I |  | Early Streamer Emission Terminal, 40 �s Triggered Advance, ?T | 7027.55 | 4919.285 | EA | F1 | 0 | 1 | Stock |  | Stainless Steel 304L (EN 1.4306) | 39121621 | EC000505 | Lightning Protection | Active Ltng Protect | https://www.erico.com/part.asp?part=SI40I
SI60I | 78285684795 | SI60I |  | Early Streamer Emission Terminal, 60 �s Triggered Advance, ?T | 9255.64 | 6478.948 | EA | F1 | 0 | 1 | Stock |  | Stainless Steel 304L (EN 1.4306) | 39121621 | EC000505 | Lightning Protection | Active Ltng Protect | https://www.erico.com/part.asp?part=SI60I
Copper Ground Plates |  | Copper Ground Plates |  | Copper Ground Plates with and without Connectors | CONTACT FACTORY |  | EA | B1 | 0 | 1 | Non-Stock |  |  |  |  | Ground Matl & Access | Fabricated Grounding Prod | https://www.erico.com/part.asp?part=Copper Ground Plates
Copper Ground Plates W/Pigtail |  | Copper Ground Plates W/Pigtail |  | Copper Ground Plates with Pigtails | CONTACT FACTORY |  | EA | B1 | 0 | 1 | Non-Stock |  |  |  |  | Ground Matl & Access | Fabricated Grounding Prod | https://www.erico.com/part.asp?part=Copper Ground Plates W/Pigtail
CP34 | 78285630704 | CP34 |  | Ground Rod Clamp, Rod to Conductor, Bronze, Silicon Bronze, 1/2"�3/4" dia, #10 Solid-1/0 Stranded, 6 mm� Solid-50 mm� Stranded, 1/2" Wrench | 5.39 |  | EA | A2 | 0.17 | 50 | Stock |  | Silicon Bronze | 46182103 | EC000491 | Ground Matl & Access | Ground Rod Accessories | https://www.erico.com/part.asp?part=CP34
CP38 | 78285630701 | CP38 |  | Ground Rod Clamp, Rod to Conductor, Bronze, Silicon Bronze, 3/8" dia, #10 Solid-#2 Stranded, 6 mm� Solid-25 mm� Stranded, 3/8" Wrench | 4.59 |  | EA | A2 | 0.049 | 100 | Stock |  | Silicon Bronze | 46182103 | EC000491 | Ground Matl & Access | Ground Rod Accessories | https://www.erico.com/part.asp?part=CP38
CP58 | 78285630703 | CP58 |  | Ground Rod Clamp, Rod to Conductor, Bronze, Silicon Bronze, 1/2"�5/8" dia, #10 Solid-#2 Stranded, 6 mm� Solid-25 mm� Stranded, 1/2" Wrench | 4.05 |  | EA | A2 | 0.13 | 50 | Stock |  | Silicon Bronze | 46182103 | EC000491 | Ground Matl & Access | Ground Rod Accessories | https://www.erico.com/part.asp?part=CP58
CP58BX | 78285632790 | CP58BX |  | GRD ROD CLAMP,SIL BRZ,BAG OF 1,1/2IN-5/8IN DIA ROD,#8SOL-#2STR, | 6.58 |  | EA | A2 | 0.201 | 25 | Stock |  |  |  |  | Ground Matl & Access | Ground Rod Accessories | https://www.erico.com/part.asp?part=CP58BX
CR100 | 78285630675 | CR100 |  | Threaded Coupler for Copper-Bonded Ground Rod, Sectional, Silicon Bronze, 1" dia | 76.25 |  | EA | A2 | 0.78 | 25 | Stock |  | Silicon Bronze | 46182103 | EC002360 | Ground Matl & Access | Ground Rod Accessories | https://www.erico.com/part.asp?part=CR100
CR12S | 78285630672 | CR12S |  | Threaded Coupler for Copper-Bonded Ground Rod, Sectional, Bronze, 9/16" dia | 18.61 |  | EA | A2 | 0.16 | 25 | Stock |  | Bronze | 46182103 | EC002360 | Ground Matl & Access | Ground Rod Accessories | https://www.erico.com/part.asp?part=CR12S
CR34 | 78285630674 | CR34 |  | Threaded Coupler for Copper-Bonded Ground Rod, Sectional, Bronze, 3/4" dia | 30.14 |  | EA | A2 | 0.34 | 25 | Stock |  | Bronze | 46182103 | EC002360 | Ground Matl & Access | Ground Rod Accessories | https://www.erico.com/part.asp?part=CR34
CR34SS | 78285635826 | CR34SS |  | Threaded Coupler for Stainless Steel Ground Rod, Sectional, 3/4" dia, 3.06" x 3/4 UNC | 71.55 |  | EA | A2 | 0.4 | 1 | Stock |  | Stainless Steel 304 (EN 1.4301) | 46182103 | EC002360 | Ground Matl & Access | Ground Rod Accessories | https://www.erico.com/part.asp?part=CR34SS
CR58 | 78285630673 | CR58 |  | Threaded Coupler for Copper-Bonded Ground Rod, Sectional, Bronze, 5/8" dia | 11.43 |  | EA | A2 | 0.23 | 25 | Stock |  | Bronze | 46182103 | EC002360 | Ground Matl & Access | Ground Rod Accessories | https://www.erico.com/part.asp?part=CR58
CR58SS | 78285635825 | CR58SS |  | Threaded Coupler for Stainless Steel Ground Rod, Sectional, 5/8" dia, 3.06" x 5/8 UNC | 51.1 |  | EA | A2 | 0.27 | 25 | Stock |  | Stainless Steel 304 (EN 1.4301) | 46182103 | EC002360 | Ground Matl & Access | Ground Rod Accessories | https://www.erico.com/part.asp?part=CR58SS
CRGS6 | 78285665114 | CRGS6 |  | Cable Runway Ground Strap | 17.97 |  | EA | A2 | 0.099 | 50 | Stock |  |  |  |  | Ground Matl & Access | Fabricated Grounding Prod | https://www.erico.com/part.asp?part=CRGS6
CSP1BNC600 | 78285669063 | CSP1BNC600 |  | Coaxial Surge Protector, BNC, Male/Female, 1,100 V Spark-Over Voltage @ 100 V/?s | 154.03 |  | EA | E4 | 0.294 | 1 | Non-Stock |  |  | 39121610 | EC000943 | Surge Protection | Data and Signal Surge | https://www.erico.com/part.asp?part=CSP1BNC600
CSP1BNC90 | 78285669062 | CSP1BNC90 |  | Coaxial Surge Protector, BNC, Male/Female, 450 V Spark-Over Voltage @ 100 V/?s | 149.26 |  | EA | E4 | 0.294 | 1 | Non-Stock |  |  | 39121610 | EC000943 | Surge Protection | Data and Signal Surge | https://www.erico.com/part.asp?part=CSP1BNC90
CSP1F600 | 78285669064 | CSP1F600 |  | Coaxial Surge Protector, F-Type, Male/Female, 1,100 V Spark-Over Voltage @ 100 V/?s | 154.03 |  | EA | E4 | 0.294 | 1 | Non-Stock |  |  | 39121610 | EC000943 | Surge Protection | Data and Signal Surge | https://www.erico.com/part.asp?part=CSP1F600
CSP1F90 | 78285669070 | CSP1F90 |  | Coaxial Surge Protector, F-Type, Male/Female, 450 V Spark-Over Voltage @ 100 V/?s | 149.98 |  | EA | E4 | 0.294 | 1 | Stock |  |  | 39121610 | EC000943 | Surge Protection | Data and Signal Surge | https://www.erico.com/part.asp?part=CSP1F90
CSP1NB600 | 78285669071 | CSP1NB600 |  | Coaxial Surge Protector, N-Type, Female/Female, 1,100 V Spark-Over Voltage @ 100 V/?s | 154.03 |  | EA | E4 | 0.294 | 1 | Stock |  |  | 39121610 | EC000943 | Surge Protection | Data and Signal Surge | https://www.erico.com/part.asp?part=CSP1NB600
CSP1NB90 | 78285669072 | CSP1NB90 |  | Coaxial Surge Protector, N-Type, Female/Female, 450 V Spark-Over Voltage @ 100 V/?s | 140.32 |  | EA | E4 | 0.294 | 1 | Stock |  |  | 39121610 | EC000943 | Surge Protection | Data and Signal Surge | https://www.erico.com/part.asp?part=CSP1NB90
CSP1NBM600 | 78285669073 | CSP1NBM600 |  | Coaxial Surge Protector, N-Bulkhead, Male/Female, 1,100 V Spark-Over Voltage @ 100 V/?s | 152.57 |  | EA | E4 | 0.294 | 1 | Non-Stock |  |  | 39121610 | EC000943 | Surge Protection | Data and Signal Surge | https://www.erico.com/part.asp?part=CSP1NBM600
CSP1NBM90 | 78285669074 | CSP1NBM90 |  | Coaxial Surge Protector, N-Bulkhead, Male/Female, 450 V Spark-Over Voltage @ 100 V/?s | 142.15 |  | EA | E4 | 0.294 | 1 | Non-Stock |  |  | 39121610 | EC000943 | Surge Protection | Data and Signal Surge | https://www.erico.com/part.asp?part=CSP1NBM90
CSP1NMF600 | 78285669069 | CSP1NMF600 |  | Coaxial Surge Protector, N-Type, Male/Female, 1,100 V Spark-Over Voltage @ 100 V/?s | 152.57 |  | EA | E4 | 0.294 | 1 | Non-Stock |  |  | 39121610 | EC000943 | Surge Protection | Data and Signal Surge | https://www.erico.com/part.asp?part=CSP1NMF600
CSP1NMF90 | 78285669068 | CSP1NMF90 |  | Coaxial Surge Protector, N-Type, Male/Female, 450 V Spark-Over Voltage @ 100 V/?s | 140.82 |  | EA | E4 | 0.294 | 1 | Stock |  |  | 39121610 | EC000943 | Surge Protection | Data and Signal Surge | https://www.erico.com/part.asp?part=CSP1NMF90
CSP1SMA600 | 78285669066 | CSP1SMA600 |  | Coaxial Surge Protector, SMA, Male/Female, 1,100 V Spark-Over Voltage @ 100 V/?s | 165.89 |  | EA | E4 | 0.294 | 1 | Non-Stock |  |  | 39121610 | EC000943 | Surge Protection | Data and Signal Surge | https://www.erico.com/part.asp?part=CSP1SMA600
CSP1SMA90 | 78285669065 | CSP1SMA90 |  | Coaxial Surge Protector, SMA, Male/Female, 450 V Spark-Over Voltage @ 100 V/?s | 142.15 |  | EA | E4 | 0.294 | 1 | Non-Stock |  |  | 39121610 | EC000943 | Surge Protection | Data and Signal Surge | https://www.erico.com/part.asp?part=CSP1SMA90
SI-TESTER | 78480500753 | SI-TESTER |  | SI ESE TESTER, I SERIES | 3767.88 | 2637.516 | EA | F1 | 0.62 | 1 | Non-Stock |  |  | 39121621 | EC000505 | Lightning Protection | Active Ltng Protect | 0
CWP1J | 78285630596 | CWP1J |  | Water/Gas Pipe Ground Clamp, 1/2"�1" Pipe, #10 Solid-#2 Solid, 6 mm� Solid-25 mm� Stranded | 9.66 |  | EA | A2 | 0.201 | 25 | Stock |  | Silicon Bronze | 46182103 | EC000493 | Ground Matl & Access | Connectors | https://www.erico.com/part.asp?part=CWP1J
CWP1JJ | 78285630595 | CWP1JJ |  | Water Pipe Ground Clamp, Silicon Bronze, 1/2"�1" Pipe, #10 Solid-#4 Stranded, 6 mm� Stranded-16 mm� Stranded | 7.46 |  | EA | A2 | 0.15 | 100 | Stock |  | Silicon Bronze | 46182103 | EC000493 | Ground Matl & Access | Connectors | https://www.erico.com/part.asp?part=CWP1JJ
CWP1JSH | 78285670784 | CWP1JSH |  | Water/Gas Pipe Ground Clamp, For Outdoor Use, 1/2"�1" Pipe, #10 Solid-#2 Stranded, 6 mm� Stranded-25 mm� Stranded | 9.44 |  | EA | A2 | 0.201 | 25 | Stock |  | Silicon Bronze | 46182103 | EC000493 | Ground Matl & Access | Connectors | https://www.erico.com/part.asp?part=CWP1JSH
CWP1JU | 78285630597 | CWP1JU |  | Water Pipe Ground Clamp, Silicon Bronze, 1/2"�1" Pipe, #10 Solid-#2 Stranded, 6 mm� Stranded-25 mm� Stranded | 8.42 |  | EA | A2 | 0.209 | 1 | Stock |  | Silicon Bronze | 46182103 | EC000493 | Ground Matl & Access | Connectors | https://www.erico.com/part.asp?part=CWP1JU
CWP2J | 78285630676 | CWP2J |  | Water/Gas Pipe Ground Clamp, 1 1/4"�2" Pipe, #10 Solid-#2 Stranded, 6 mm� Stranded-25 mm� Stranded | 25.78 |  | EA | A2 | 0.441 | 12 | Stock |  | Silicon Bronze | 46182103 | EC000493 | Ground Matl & Access | Connectors | https://www.erico.com/part.asp?part=CWP2J
CWP2JSH | 78285670783 | CWP2JSH |  | Water/Gas Pipe Ground Clamp, For Outdoor Use, 1 1/4"�2" Pipe, #10 Solid-#2 Stranded, 6 mm� Solid-25 mm� Stranded | 27.23 |  | EA | A2 | 0.441 | 12 | Stock |  | Silicon Bronze | 46182103 | EC000493 | Ground Matl & Access | Connectors | https://www.erico.com/part.asp?part=CWP2JSH
CWP2JU | 78285630928 | CWP2JU |  | Water Pipe Ground Clamp, Silicon Bronze, 1 1/4"�2" Pipe, #10 Solid-#2 Stranded, 6 mm� Stranded-25 mm� Stranded | 25.34 |  | EA | A2 | 0.44 | 1 | Stock |  | Silicon Bronze | 46182103 | EC000493 | Ground Matl & Access | Connectors | https://www.erico.com/part.asp?part=CWP2JU
CWP3J | 78285664834 | CWP3J |  | Water/Gas Pipe Ground Clamp, 2 1/2"�4" Pipe, #10 Solid-#4 Stranded, 6 mm� Stranded-16 mm� Stranded | 69.15 |  | EA | A2 | 1.113 | 4 | Stock |  | Silicon Bronze | 46182103 | EC000493 | Ground Matl & Access | Connectors | https://www.erico.com/part.asp?part=CWP3J
CWP3JSH | 78285670782 | CWP3JSH |  | Water/Gas Pipe Ground Clamp, For Outdoor Use, 2 1/2"�4" Pipe, #10 Solid-#4 Stranded, 6 mm� Stranded-16 mm� Stranded | 83.99 |  | EA | A2 | 1.113 | 4 | Stock |  | Silicon Bronze | 46182103 | EC000493 | Ground Matl & Access | Connectors | https://www.erico.com/part.asp?part=CWP3JSH
CWP4J | 78285630677 | CWP4J |  | Water Pipe Ground Clamp, Silicon Bronze, 2 1/2"�4" Pipe, #10 Solid-#4 Stranded, 6 mm� Stranded-16 mm� Stranded | 75.7 |  | EA | A2 | 0.959 | 20 | Stock |  | Silicon Bronze | 46182103 | EC000493 | Ground Matl & Access | Connectors | https://www.erico.com/part.asp?part=CWP4J
CWP6J | 78285630678 | CWP6J |  | Water Pipe Ground Clamp, Silicon Bronze, 4 1/2"�6" Pipe, #10 Solid-#4 Stranded, 6 mm� Stranded-16 mm� Stranded | 83.96 |  | EA | A2 | 1.86 | 20 | Stock |  | Silicon Bronze | 46182103 | EC000493 | Ground Matl & Access | Connectors | https://www.erico.com/part.asp?part=CWP6J
D MOLD |  | D MOLD | PRICE KEY | ERICO CADWELD Mold | 517.5 |  | EA | BK | 0 | 1 | Non-Stock |  |  |  |  | CADWELD | Molds | https://www.erico.com/part.asp?part=D MOLD
TERMDUALCOUP | 78285668113 | TERMDUALCOUP |  | Dual Terminal Adaptor | 2390.65 | 1673.455 | EA | F1 | 0 | 1 | Stock |  | Stainless Steel 316 (EN 1.4401) | 39121621 | EC000505 | Lightning Protection | Active Ltng Protect | https://www.erico.com/part.asp?part=TERMDUALCOUP
DEPRS2322525D | 78285661014 | DEPRS2322525D |  | Data Equipment Protector, 300 A 8/20 ?s Nominal Discharge Current (In), DB25, Male/Female Connection | 202.18 |  | EA | E4 | 0.17 | 1 | Non-Stock |  |  | 39121610 | EC000943 | Surge Protection | Data and Signal Surge | https://www.erico.com/part.asp?part=DEPRS2322525D
DEPRS23299D | 78285661015 | DEPRS23299D |  | Data Equipment Protector, 300 A 8/20 ?s Nominal Discharge Current (In), DB9, Male/Female Connection | 132.92 |  | EA | E4 | 0.12 | 1 | Stock |  |  | 39121610 | EC000943 | Surge Protection | Data and Signal Surge | https://www.erico.com/part.asp?part=DEPRS23299D
DEPRS42299D | 78285661016 | DEPRS42299D |  | Data Equipment Protector, 400 A 8/20 ?s Nominal Discharge Current (In), DB9, Male/Female Connection | 132.92 |  | EA | E4 | 0.12 | 1 | Non-Stock |  |  | 39121610 | EC000943 | Surge Protection | Data and Signal Surge | https://www.erico.com/part.asp?part=DEPRS42299D
DH34 | 78285659167 | DH34 |  | Ground Rod Driving Head for Power Tools, 3/4" dia | 261.65 |  | EA | A2 | 1.42 | 1 | Stock |  | Steel | 46182103 | EC001628 | Ground Matl & Access | Ground Rod Accessories | https://www.erico.com/part.asp?part=DH34
DH58 | 78285659176 | DH58 |  | Ground Rod Driving Head for Power Tools, 5/8" dia | 269.48 |  | EA | A2 | 1.535 | 1 | Stock |  | Steel | 46182103 | EC001628 | Ground Matl & Access | Ground Rod Accessories | https://www.erico.com/part.asp?part=DH58
DLT | 78285651255 | DLT |  | Data Line Terminator | 237.29 |  | EA | E2 | 0.408 | 1 | Non-Stock |  |  | 39121410 | EC000901 | Surge Protection | Data and Signal Surge | https://www.erico.com/part.asp?part=DLT
DM5834 | 78285632578 | DM5834 |  | Aircraft Grounding Tie Down Mold, 6" x 3" x 2.9" | 23.04 |  | EA | A1 | 0.183 | 1 | Stock |  | High-Impact Polystyrene | 39121613 | EC002874 | Ground Matl & Access | Ground Rod Accessories | https://www.erico.com/part.asp?part=DM5834
DS1 | 78285630581 | DS1 |  | Ground Rod Driving Stud for Sectional Ground Rods, 1" dia, 1 UNC x 2.5" | 17.49 |  | EA | A2 | 0.64 | 25 | Stock |  | Steel | 46182103 | EC001628 | Ground Matl & Access | Ground Rod Accessories | https://www.erico.com/part.asp?part=DS1
DS12S | 78285631416 | DS12S |  | Ground Rod Driving Stud for Sectional Ground Rods, 1/2" dia, 9/16 UNC x 1.75" | 8.11 |  | EA | A2 | 0.15 | 25 | Non-Stock |  | Steel | 46182103 | EC001628 | Ground Matl & Access | Ground Rod Accessories | https://www.erico.com/part.asp?part=DS12S
DS34 | 78285630580 | DS34 |  | Ground Rod Driving Stud for Sectional Ground Rods, 3/4" dia, 3/4 UNC x 2" | 10.22 |  | EA | A2 | 0.326 | 25 | Stock |  | Steel | 46182103 | EC001628 | Ground Matl & Access | Ground Rod Accessories | https://www.erico.com/part.asp?part=DS34
DS58 | 78285630579 | DS58 |  | Ground Rod Driving Stud for Sectional Ground Rods, 5/8" dia, 5/8 UNC x 1.75" | 7.55 |  | EA | A2 | 0.19 | 25 | Stock |  | Steel | 46182103 | EC001628 | Ground Matl & Access | Ground Rod Accessories | https://www.erico.com/part.asp?part=DS58
DSCL2 | 78285680444 | DSCL2 |  | Surge Counter, Digital Display | 741.5 |  | EA | E2 | 0.42 | 1 | Stock |  |  | 39121610 | EC000941 | Surge Protection | Surge Accessories | https://www.erico.com/part.asp?part=DSCL2
DSD1101S150 | 78285647024 | DSD1101S150 |  | Surge Diverter, 10 kA Single Mode, 110-120 V Un | 80.68 |  | EA | E2 | 0.3 | 1 | Non-Stock |  |  | 39121610 | EC000941 | Surge Protection | Power Surge | https://www.erico.com/part.asp?part=DSD1101S150
DSD1101S275 | 78285647025 | DSD1101S275 |  | Surge Diverter, 10 kA Single Mode, 220-240 V Un | 75.54 |  | EA | E2 | 0.3 | 1 | Non-Stock |  |  | 39121610 | EC000941 | Surge Protection | Power Surge | https://www.erico.com/part.asp?part=DSD1101S275
DSD110M275 | 78285658206 | DSD110M275 |  | Replacement Module for DSD, 10 kA | 62.97 |  | EA | E2 | 0.15 | 1 | Non-Stock |  |  | 39121610 | EC000941 | Surge Protection | Power Surge | https://www.erico.com/part.asp?part=DSD110M275
DSD11502SR275 | 78285647028 | DSD11502SR275 |  | Surge Diverter, 150 kA Single Mode, 220-240 V Un | 414.04 |  | EA | E2 | 0.73 | 1 | Stock |  |  | 39121610 | EC000941 | Surge Protection | Power Surge | https://www.erico.com/part.asp?part=DSD11502SR275
DSD12 | 78285647031 | DSD12 |  | Surge Diverter, 12/24 DC, 0-12 VDC Un | 44.65 |  | EA | E4 | 0.15 | 1 | Non-Stock |  |  | 39121610 | EC000941 | Surge Protection | Power Surge | https://www.erico.com/part.asp?part=DSD12
DSD1201S24 | 78285647030 | DSD1201S24 |  | Surge Diverter, 20 kA Single Mode DC, 24 VDC Un | 212.43 |  | EA | E4 | 0.3 | 1 | Non-Stock |  |  | 39121610 | EC000941 | Surge Protection | Power Surge | https://www.erico.com/part.asp?part=DSD1201S24
DSD1201S24M | 78285647267 | DSD1201S24M |  | Replacement Module for DSD, 20 kA, 24 VDC Un | 180.37 |  | EA | E4 | 0.15 | 1 | Non-Stock |  |  | 39121610 | EC000941 | Surge Protection | Power Surge | https://www.erico.com/part.asp?part=DSD1201S24M
DSD1402BR24/48 | 78285652474 | DSD1402BR24/48 |  | Surge Diverter, 24/48 DC | 295.28 |  | EA | E4 | 0.45 | 1 | Stock |  |  | 39121610 | EC000941 | Surge Protection | Power Surge | https://www.erico.com/part.asp?part=DSD1402BR24/48
DSD140M150 | 78285658202 | DSD140M150 |  | Replacement Module for DSD, 40 kA, 110-120 V Un | 69.28 |  | EA | E2 | 0.1 | 1 | Non-Stock |  |  | 39121610 | EC000941 | Surge Protection | Power Surge | https://www.erico.com/part.asp?part=DSD140M150
DSD140M275 | 78285658203 | DSD140M275 |  | Replacement Module for DSD, 40 kA, 220-240 V Un | 69.92 |  | EA | E2 | 0.1 | 1 | Non-Stock |  |  | 39121610 | EC000941 | Surge Protection | Power Surge | https://www.erico.com/part.asp?part=DSD140M275
DSD140M440 | 78285658204 | DSD140M440 |  | Replacement Module for DSD, 40 kA, 380 V Un | 69.28 |  | EA | E2 | 0.1 | 1 | Non-Stock |  |  | 39121610 | EC000941 | Surge Protection | Power Surge | https://www.erico.com/part.asp?part=DSD140M440
DSD140M75 | 78285658201 | DSD140M75 |  | Replacement Module for DSD, 40 kA, 0-75 VDC Un | 69.28 |  | EA | E2 | 0.1 | 1 | Non-Stock |  |  | 39121610 | EC000941 | Surge Protection | Power Surge | https://www.erico.com/part.asp?part=DSD140M75
DSD50M1060DC | 78285684777 | DSD50M1060DC |  | Replacement Module for DSD, 50 kA, 1,000 VDC, 4.0 kV @ 3 kA VPR | 166.72 |  | EA | E2 | 0.15 | 1 | Non-Stock |  |  | 39121610 | EC000941 | Surge Protection | Power Surge | https://www.erico.com/part.asp?part=DSD50M1060DC
DSD50M745DC | 78285684775 | DSD50M745DC |  | Replacement Module for DSD, 50 kA, 1,000 VDC, 4.0 kV @ 3 kA VPR | 123.17 |  | EA | E2 | 0.15 | 1 | Non-Stock |  |  | 39121610 | EC000941 | Surge Protection | Power Surge | https://www.erico.com/part.asp?part=DSD50M745DC
DSF20A150V | 78285667063 | DSF20A150V |  | DIN Rail Surge Filter, 20 A, 110-120 V Un | 455.88 |  | EA | E2 | 1.54 | 1 | Stock |  |  | 39121610 | EC002564 | Surge Protection | Power Surge | https://www.erico.com/part.asp?part=DSF20A150V
DT115010R | 78285693824 | DT115010R |  | IEC Type1/Class1 SPD, 12.5kA (10x350); 50kA (8x20); Single Mode, 120VAC | 215.36 |  | EA | E2 | 0.37 | 1 | Non-Stock |  |  |  |  | Surge Protection | Power Surge | https://www.erico.com/part.asp?part=DT115010R
DT115020R | 78285693825 | DT115020R |  | IEC Type1/Class1 SPD, 12.5kA (10x350); 50kA (8x20); 2-Modes, 120VAC | 402.84 |  | EA | E2 | 0.716 | 1 | Non-Stock |  |  |  |  | Surge Protection | Power Surge | https://www.erico.com/part.asp?part=DT115020R
DT115030R | 78285693826 | DT115030R |  | IEC Type1/Class1 SPD, 12.5kA (10x350); 50kA (8x20); 3-Modes, 120VAC | 605.37 |  | EA | E2 | 1.041 | 1 | Non-Stock |  |  |  |  | Surge Protection | Power Surge | https://www.erico.com/part.asp?part=DT115030R
DT115040R | 78285693827 | DT115040R |  | IEC Type1/Class1 SPD, 12.5kA (10x350); 50kA (8x20); 4-Modes, 120VAC | 700.53 |  | EA | E2 | 0.44 | 1 | Non-Stock |  |  |  |  | Surge Protection | Power Surge | https://www.erico.com/part.asp?part=DT115040R
DT1150M | 78285693818 | DT1150M |  | Replacemen Module for DT1, 150V | 164.73 |  | EA | E2 | 0.205 | 1 | Non-Stock |  |  |  |  | Surge Protection | Power Surge | https://www.erico.com/part.asp?part=DT1150M
DT130010R | 78285693829 | DT130010R |  | IEC Type1/Class1 SPD, 12.5kA (10x350); 50kA (8x20); Single Mode, 240VAC | 194.02 |  | EA | E2 | 0.401 | 1 | Non-Stock |  |  | 39121610 | EC000941 | Surge Protection | Power Surge | https://www.erico.com/part.asp?part=DT130010R
DT130020R | 78285693830 | DT130020R |  | IEC Type1/Class1 SPD, 12.5kA (10x350); 50kA (8x20); 2-Modes, 240VAC | 379.74 |  | EA | E2 | 0.778 | 1 | Non-Stock |  |  | 39121610 | EC000941 | Surge Protection | Power Surge | https://www.erico.com/part.asp?part=DT130020R
DT130030R | 78285693831 | DT130030R |  | IEC Type1/Class1 SPD, 12.5kA (10x350); 50kA (8x20); 3-Modes, 240VAC | 596.8 |  | EA | E2 | 1.131 | 1 | Non-Stock |  |  | 39121610 | EC000941 | Surge Protection | Power Surge | https://www.erico.com/part.asp?part=DT130030R
DT1300M | 78285693819 | DT1300M |  | Replacemen Module for DT1, 300V | 153.58 |  | EA | E2 | 0 | 1 | Non-Stock |  |  | 39121610 | EC000941 | Surge Protection | Power Surge | https://www.erico.com/part.asp?part=DT1300M
DT135020R | 78285693836 | DT135020R |  | IEC Type1/Class1 SPD, 12.5kA (10x350); 50kA (8x20); Two Mode, 277/480VAC | 356.55 |  | EA | E2 | 0 | 1 | Non-Stock |  |  |  |  | Surge Protection | Power Surge | 0
DT135030R | 78285693837 | DT135030R |  | IEC Type1/Class1 SPD, 12.5kA (10x350); 50kA (8x20); Three Mode, 277/480VAC | 478.86 |  | EA | E2 | 0 | 1 | Stock |  |  |  |  | Surge Protection | Power Surge | 0
DT148030R | 78285693843 | DT148030R |  | IEC Type1/Class1 SPD, 12.5kA (10x350); 50kA (8x20); Three Mode, 400/690VAC | 470.16 |  | EA | E2 | 0 | 1 | Non-Stock |  |  |  |  | Surge Protection | Power Surge | 0
DT175010R | 78285693845 | DT175010R |  | IEC Type1/Class1 SPD, 12.5kA (10x350); 50kA (8x20); Single Mode, 600VAC | 221.69 |  | EA | E2 | 0 | 1 | Non-Stock |  |  |  |  | Surge Protection | Power Surge | https://www.erico.com/part.asp?part=DT175010R
DT175020R | 78285693846 | DT175020R |  | IEC Type1/Class1 SPD, 12.5kA (10x350); 50kA (8x20); 2-Modes, 600VAC | 415.3 |  | EA | E2 | 0 | 1 | Non-Stock |  |  |  |  | Surge Protection | Power Surge | https://www.erico.com/part.asp?part=DT175020R
DT175030R | 78285693847 | DT175030R |  | IEC Type1/Class1 SPD, 12.5kA (10x350); 50kA (8x20); 3-Modes, 600VAC | 793.81 |  | EA | E2 | 0 | 1 | Stock |  |  |  |  | Surge Protection | Power Surge | https://www.erico.com/part.asp?part=DT175030R
DT1750M | 78285693822 | DT1750M |  | Replacemen Module for DT1, 750V | 170.88 |  | EA | E2 | 0 | 1 | Non-Stock |  |  |  |  | Surge Protection | Power Surge | https://www.erico.com/part.asp?part=DT1750M
DT17510R | 78285693318 | DT17510R |  | IEC Type1/Class1 SPD, 12.5kA (10x350); 50kA (8x20); Single Mode, 60 VAC | 204.33 |  | EA | E2 | 0 | 1 | Non-Stock |  |  |  |  | Surge Protection | Power Surge | https://www.erico.com/part.asp?part=DT17510R
DT17511R | 78285693823 | DT17511R |  | IEC Type1/Class1 SPD, 12.5kA (10x350); 50kA (8x20); Single Mode + Ph/N, 60 VAC | 604.85 |  | EA | E2 | 0 | 1 | Non-Stock |  |  | 39121610 | EC000941 | Surge Protection | Power Surge | https://www.erico.com/part.asp?part=DT17511R
DT175M | 78285693817 | DT175M |  | Replacement Module for DT1, 75V | 168.9 |  | EA | E2 | 0 | 1 | Non-Stock |  |  | 39121610 | EC000941 | Surge Protection | Power Surge | https://www.erico.com/part.asp?part=DT175M
DT215010R | 78285693858 | DT215010R |  | 50kA/Mode (8x20); Single Mode, 120 VAC | 101.05 |  | EA | E2 | 0 | 1 | Stock |  |  |  |  | Surge Protection | Power Surge | https://www.erico.com/part.asp?part=DT215010R
DT215020R | 78285693859 | DT215020R |  | 50kA/Mode (8x20); 2-Modes, 120/240 VAC, all Modes 120 VAC | 211.35 |  | EA | E2 | 0 | 1 | Stock |  |  |  |  | Surge Protection | Power Surge | https://www.erico.com/part.asp?part=DT215020R
DT215030R | 78285693860 | DT215030R |  | 50kA/Mode (8x20); 3-Modes, 120/208 VAC, 3-Wire + Ground | 262.32 |  | EA | E2 | 0 | 1 | Stock |  |  |  |  | Surge Protection | Power Surge | https://www.erico.com/part.asp?part=DT215030R
DT215040R | 78285693861 | DT215040R |  | 50kA/Mode (8x20); 3-Modes, 120/208 VAC, 4-Wire + Ground | 306.65 |  | EA | E2 | 0 | 1 | Stock |  |  |  |  | Surge Protection | Power Surge | https://www.erico.com/part.asp?part=DT215040R
DT2150M | 78285693851 | DT2150M |  | Replacement Module for DT2, 150V | 67.9 |  | EA | E2 | 0 | 1 | Non-Stock |  |  |  |  | Surge Protection | Power Surge | https://www.erico.com/part.asp?part=DT2150M
DT230010R | 78285693863 | DT230010R |  | 50kA/Mode (8x20); Single Mode, 240 VAC | 99.83 |  | EA | E2 | 0 | 1 | Stock |  |  | 39121610 | EC000941 | Surge Protection | Power Surge | https://www.erico.com/part.asp?part=DT230010R
DT230020R | 78285693864 | DT230020R |  | 50kA/Mode (8x20); All Modes 240 VAC Single Phase | 202.53 |  | EA | E2 | 0 | 1 | Stock |  |  | 39121610 | EC000941 | Surge Protection | Power Surge | https://www.erico.com/part.asp?part=DT230020R
DT230030R | 78285693865 | DT230030R |  | 50kA/Mode (8x20); 3-Modes, 240VAC Delta, 3-Wire + Ground | 260.34 |  | EA | E2 | 0 | 1 | Stock |  |  | 39121610 | EC000941 | Surge Protection | Power Surge | https://www.erico.com/part.asp?part=DT230030R
DT2300M | 78285693852 | DT2300M |  | Replacement Module for DT2, 300V | 61.99 |  | EA | E2 | 0 | 1 | Non-Stock |  |  | 39121610 | EC000941 | Surge Protection | Power Surge | https://www.erico.com/part.asp?part=DT2300M
DT235030R | 78285693871 | DT235030R |  | 50kA/Mode (8x20); 3-Modes, 277/480 VAC, 3-Wire + Ground | 267.69 |  | EA | E2 | 0 | 1 | Stock |  |  |  |  | Surge Protection | Power Surge | https://www.erico.com/part.asp?part=DT235030R
DT235040R | 78285693872 | DT235040R |  | 50kA/Mode (8x20); 3-Modes, 400/690 VAC, 4-Wire + Ground | 326.72 |  | EA | E2 | 0 | 1 | Stock |  |  |  |  | Surge Protection | Power Surge | https://www.erico.com/part.asp?part=DT235040R
DT2350M | 78285693853 | DT2350M |  | Replacement Module for DT2, 350V | 62.08 |  | EA | E2 | 0 | 1 | Stock |  |  |  |  | Surge Protection | Power Surge | https://www.erico.com/part.asp?part=DT2350M
DT248030R | 78285693877 | DT248030R |  | 50kA/Mode (8x20); 3-Modes, 400/690 VAC, 3-Wire + Ground | 211.99 |  | EA | E2 | 0 | 1 | Stock |  |  |  |  | Surge Protection | Power Surge | 0
DT248040R | 78285693878 | DT248040R |  | 50kA/Mode (8x20); 3-Modes, 277/480 VAC, 4-Wire + Ground | 386.47 |  | EA | E2 | 0 | 1 | Non-Stock |  |  | 39121610 | EC000941 | Surge Protection | Power Surge | https://www.erico.com/part.asp?part=DT248040R
DT255010R | 78480501481 | DT255010R |  | 50kA/Mode (8x20); Single Mode, 400/690 VAC WYE; 480VAC Delta | 96.42 |  | EA | E2 | 0 | 1 | Non-Stock |  |  |  |  | Surge Protection | Power Surge | 0
DT255020R | 78480501482 | DT255020R |  | 50kA/Mode (8x20); Two Mode, 400/690 VAC WYE; 480VAC Delta | 175.38 |  | EA | E2 | 0 | 1 | Non-Stock |  |  |  |  | Surge Protection | Power Surge | 0
DT255030R | 78480501483 | DT255030R |  | 50kA/Mode (8x20); Three Mode, 400/690 VAC WYE; 480VAC Delta | 258.7 |  | EA | E2 | 0 | 1 | Stock |  |  |  |  | Surge Protection | Power Surge | 0
DT255040R | 78480501484 | DT255040R |  | 50kA/Mode (8x20); Four Mode, 400/690 VAC WYE; 480VAC Delta | 319.7 |  | EA | E2 | 0 | 1 | Non-Stock |  |  |  |  | Surge Protection | Power Surge | 0
DT275010R | 78285693879 | DT275010R |  | 50kA/Mode (8x20); Single Mode, 600 VAC | 113.57 |  | EA | E2 | 0 | 1 | Non-Stock |  |  |  |  | Surge Protection | Power Surge | https://www.erico.com/part.asp?part=DT275010R
DT275020R | 78285693880 | DT275020R |  | 50kA/Mode (8x20); 2-Mode, 600 VAC | 211.64 |  | EA | E2 | 0 | 1 | Stock |  |  |  |  | Surge Protection | Power Surge | https://www.erico.com/part.asp?part=DT275020R
DT275030R | 78285693881 | DT275030R |  | 50kA/Mode (8x20); 3-Mode, 600 VAC | 301.37 |  | EA | E2 | 0 | 1 | Stock |  |  |  |  | Surge Protection | Power Surge | https://www.erico.com/part.asp?part=DT275030R
DT2750M | 78285693855 | DT2750M |  | Replacement Module for DT2, 750V | 69.07 |  | EA | E2 | 0 | 1 | Stock |  |  |  |  | Surge Protection | Power Surge | https://www.erico.com/part.asp?part=DT2750M
DT27510R | 78285693856 | DT27510R |  | 50kA/Mode (8x20); Single Mode, 60 VAC | 112.32 |  | EA | E2 | 0 | 1 | Non-Stock |  |  | 39121610 | EC000941 | Surge Protection | Power Surge | https://www.erico.com/part.asp?part=DT27510R
DT27511R | 78285693857 | DT27511R |  | 50kA/Mode (8x20); Single Mode + Ph+N, 60 VAC | 272.24 |  | EA | E2 | 0 | 1 | Non-Stock |  |  | 39121610 | EC000941 | Surge Protection | Power Surge | https://www.erico.com/part.asp?part=DT27511R
DT275M | 78285693850 | DT275M |  | Replacement Module for DT2, 60V | 68.28 |  | EA | E2 | 0 | 1 | Stock |  |  | 39121610 | EC000941 | Surge Protection | Power Surge | https://www.erico.com/part.asp?part=DT275M
E FRAME ONLY |  | E FRAME ONLY | PRICE KEY | ERICO CADWELD Frame | 238.92 |  | EA | BQ | 0 | 1 | Non-Stock |  |  |  |  | CADWELD | Molds | https://www.erico.com/part.asp?part=E FRAME ONLY
E MOLD ONLY |  | E MOLD ONLY | PRICE KEY | ERICO CADWELD Mold | 494.8 |  | EA | BK | 0 | 1 | Non-Stock |  |  |  |  | CADWELD | Molds | https://www.erico.com/part.asp?part=E MOLD ONLY
E MOLD W/FRAME |  | E MOLD W/FRAME | PRICE KEY | ERICO CADWELD Mold / Frame | 683.61 |  | EA | BK | 0 | 1 | Non-Stock |  |  |  |  | CADWELD | Molds | https://www.erico.com/part.asp?part=E MOLD W/FRAME
ECRE10"xx"4"y" |  | ECRE10"xx"4"y" | PRICE KEY | 10' Extendable, Vertical Chemical Ground Rod with 4� Pigtail, Backfill Material and Cover | 1798.05 |  | EA | A3 | 0 | 1 | Non-Stock |  |  |  |  | Ground Matl & Access | Fabricated Grounding Prod | https://www.erico.com/part.asp?part=ECRE10"xx"4"y"
ECRE15"xx"4"y" |  | ECRE15"xx"4"y" | PRICE KEY | 15' Extendable, Vertical Chemical Ground Rod with 4� Pigtail, Backfill Material and Cover | 2378.24 |  | EA | A3 | 0 | 1 | Non-Stock |  |  |  |  | Ground Matl & Access | Fabricated Grounding Prod | https://www.erico.com/part.asp?part=ECRE15"xx"4"y"
ECRE15"xx"4"y"B |  | ECRE15"xx"4"y"B | PRICE KEY | 15' Extendable, Vertical Chemical Ground Rod with 4� Pigtail, Rod Assembly only | 1813.78 |  | EA | A3 | 0 | 1 | Non-Stock |  |  |  |  | Ground Matl & Access | Fabricated Grounding Prod | https://www.erico.com/part.asp?part=ECRE15"xx"4"y"B
ECRE20"xx"4"y" |  | ECRE20"xx"4"y" | PRICE KEY | 20' Extendable, Vertical Chemical Ground Rod with 4� Pigtail, Backfill Material and Cover | 3303.2 |  | EA | A3 | 0 | 1 | Non-Stock |  |  |  |  | Ground Matl & Access | Fabricated Grounding Prod | https://www.erico.com/part.asp?part=ECRE20"xx"4"y"
ECRE20"xx"4"y"B |  | ECRE20"xx"4"y"B | PRICE KEY | 20' Extendable, Vertical Chemical Ground Rod with 4� Pigtail, Rod Assembly only | 2609.28 |  | EA | A3 | 0 | 1 | Non-Stock |  |  |  |  | Ground Matl & Access | Fabricated Grounding Prod | https://www.erico.com/part.asp?part=ECRE20"xx"4"y"B
ECRH10"xx"4"y" |  | ECRH10"xx"4"y" | PRICE KEY | 10' Horizontal Chemical Ground Rod with 4� Pigtail, Backfill Material and Cover | 2258.3 |  | EA | A3 | 0 | 1 | Non-Stock |  |  |  |  | Ground Matl & Access | Fabricated Grounding Prod | https://www.erico.com/part.asp?part=ECRH10"xx"4"y"
ECRH10"xx"4"y"B |  | ECRH10"xx"4"y"B | PRICE KEY | 10' Horizontal Chemical Ground Rod with 4� Pigtail, Rod Assembly only | 1617.91 |  | EA | A3 | 0 | 1 | Non-Stock |  |  |  |  | Ground Matl & Access | Fabricated Grounding Prod | https://www.erico.com/part.asp?part=ECRH10"xx"4"y"B
ECRHE15"xx"4"y" |  | ECRHE15"xx"4"y" | PRICE KEY | 15' Extendable, Horizontal Chemical Ground Rod with 4� Pigtail, Backfill Material and Cover | 3063.08 |  | EA | A3 | 0 | 1 | Non-Stock |  |  |  |  | Ground Matl & Access | Fabricated Grounding Prod | https://www.erico.com/part.asp?part=ECRHE15"xx"4"y"
ECRHE20"xx"4"y" |  | ECRHE20"xx"4"y" | PRICE KEY | 20' Extendable, Horizontal Chemical Ground Rod with 4� Pigtail, Backfill Material and Cover | 3775.1 |  | EA | A3 | 0 | 1 | Non-Stock |  |  |  |  | Ground Matl & Access | Fabricated Grounding Prod | https://www.erico.com/part.asp?part=ECRHE20"xx"4"y"
ECRV10"xx"4"y" |  | ECRV10"xx"4"y" | PRICE KEY | 10' Vertical Chemical Ground Rod with 4� Pigtail, Backfill Material and Cover | 1752.71 |  | EA | A3 | 0 | 1 | Non-Stock |  |  |  |  | Ground Matl & Access | Fabricated Grounding Prod | https://www.erico.com/part.asp?part=ECRV10"xx"4"y"
ECRV10"xx"4"y"B |  | ECRV10"xx"4"y"B | PRICE KEY | 10' Vertical Chemical Ground Rod with 4� Pigtail, Rod Assembly only | 1345.35 |  | EA | A3 | 0 | 1 | Non-Stock |  |  |  |  | Ground Matl & Access | Fabricated Grounding Prod | https://www.erico.com/part.asp?part=ECRV10"xx"4"y"B
TERMLUGCOUP | 78285664573 | TERMLUGCOUP |  | Terminal Adaptor | 202.78 | 141.946 | EA | F1 | 0 | 1 | Stock |  | Copper | 39121621 | EC000505 | Lightning Protection | Active Ltng Protect | https://www.erico.com/part.asp?part=TERMLUGCOUP
EDS58 | 78285660248 | EDS58 |  | Ground Rod Drive Sleeve for Pointed Ground Rods, 5/8" dia, 2.5" | 16.07 |  | EA | A2 | 0 | 5 | Stock |  | Steel | 46182103 | EC001628 | Ground Matl & Access | Ground Rod Accessories | https://www.erico.com/part.asp?part=EDS58
EDT215010R | 78285693894 | EDT215010R |  | TD Technology, 50kA/Mode (8x20); 1-Mode, 150 VAC | 144.52 |  | EA | E2 | 0 | 1 | Non-Stock |  |  |  |  | Surge Protection | Power Surge | https://www.erico.com/part.asp?part=EDT215010R
EDT215020R | 78285693895 | EDT215020R |  | TD Technology, 50kA/Mode (8x20); 2-Modes, 120/240 VAC, all Modes 120 VAC | 286.66 |  | EA | E2 | 0 | 1 | Stock |  |  |  |  | Surge Protection | Power Surge | https://www.erico.com/part.asp?part=EDT215020R
EDT215030R | 78285693896 | EDT215030R |  | TD Technology, 50kA/Mode (8x20); 3-Modes, 120/208 VAC, 3-Wire + Ground | 415.07 |  | EA | E2 | 0 | 1 | Non-Stock |  |  |  |  | Surge Protection | Power Surge | https://www.erico.com/part.asp?part=EDT215030R
EDT215040R | 78285693897 | EDT215040R |  | TD Technology, 50kA/Mode (8x20); 3-Modes, 120/208 VAC, 4-Wire + Ground | 490.5 |  | EA | E2 | 0 | 1 | Stock |  |  |  |  | Surge Protection | Power Surge | https://www.erico.com/part.asp?part=EDT215040R
EDT2150M | 78285693885 | EDT2150M |  | Replacement Module for EDT2, 150V | 104.32 |  | EA | E2 | 0 | 1 | Non-Stock |  |  |  |  | Surge Protection | Power Surge | https://www.erico.com/part.asp?part=EDT2150M
EDT230010R | 78285693899 | EDT230010R |  | TD Technology, 50kA/Mode (8x20); Single Mode, 240 VAC | 147.76 |  | EA | E2 | 0 | 1 | Stock |  |  | 39121610 | EC000941 | Surge Protection | Power Surge | https://www.erico.com/part.asp?part=EDT230010R
EDT230011R | 78285693903 | EDT230011R |  | TD Technology, 50kA/Mode (8x20); Single Mode + Ph+N, 240 VAC | 305.16 |  | EA | E2 | 0 | 1 | Non-Stock |  |  | 39121610 | EC000941 | Surge Protection | Power Surge | https://www.erico.com/part.asp?part=EDT230011R
EDT230020R | 78285693900 | EDT230020R |  | TD Technology, 50kA/Mode (8x20); 2-Mode, 240/415 VAC WYE; All Modes 240VAC Single Phase | 279.57 |  | EA | E2 | 0 | 1 | Non-Stock |  |  | 39121610 | EC000941 | Surge Protection | Power Surge | https://www.erico.com/part.asp?part=EDT230020R
EDT230030R | 78285693901 | EDT230030R |  | TD Technology, 50kA/Mode (8x20); 3-Mode, 240/415 VAC WYE, 240VAC Delta | 399.1 |  | EA | E2 | 0 | 1 | Stock |  |  | 39121610 | EC000941 | Surge Protection | Power Surge | https://www.erico.com/part.asp?part=EDT230030R
EDT230031R | 78285693904 | EDT230031R |  | TD Technology, 50kA/Mode (8x20); 3-Mode + Ph+N, 240/415 VAC WYE, 240VAC Delta | 543.17 |  | EA | E2 | 0 | 1 | Non-Stock |  |  | 39121610 | EC000941 | Surge Protection | Power Surge | https://www.erico.com/part.asp?part=EDT230031R
EDT2300M | 78285693886 | EDT2300M |  | Replacement Module for EDT2, 300V | 92.3 |  | EA | E2 | 0 | 1 | Non-Stock |  |  | 39121610 | EC000941 | Surge Protection | Power Surge | https://www.erico.com/part.asp?part=EDT2300M
EDT235030R | 78285693907 | EDT235030R |  | TD Technology, 50kA/Mode (8x20); 3-Modes, 277/480 VAC, 3-Wire + Ground | 363.17 |  | EA | E2 | 0 | 1 | Stock |  |  |  |  | Surge Protection | Power Surge | https://www.erico.com/part.asp?part=EDT235030R
EDT235040R | 78285693908 | EDT235040R |  | TD Technology, 50kA/Mode (8x20); 3-Modes, 277/480 VAC, 4-Wire + Ground | 458.01 |  | EA | E2 | 0 | 1 | Non-Stock |  |  |  |  | Surge Protection | Power Surge | https://www.erico.com/part.asp?part=EDT235040R
EDT2350M | 78285693887 | EDT2350M |  | Replacement Module for EDT2, 350V | 97.25 |  | EA | E2 | 0 | 1 | Non-Stock |  |  |  |  | Surge Protection | Power Surge | https://www.erico.com/part.asp?part=EDT2350M
EDT248030R | 78285693913 | EDT248030R |  | TD Technology, 50kA/Mode (8x20); 3-Modes, 400/690 VAC, 3-Wire + Ground | 325.34 |  | EA | E2 | 0 | 1 | Non-Stock |  |  |  |  | Surge Protection | Power Surge | 0
EDT2480M | 78285693888 | EDT2480M |  | Replacement Module for EDT2, 480V | 111.19 |  | EA | E2 | 0 | 1 | Non-Stock |  |  | 39121610 | EC000941 | Surge Protection | Power Surge | https://www.erico.com/part.asp?part=EDT2480M
EDT255010R | 78285693915 | EDT255010R |  | TD Technology, 50kA/Mode (8x20); Single Mode, 400/690 VAC WYE; 480VAC Delta | 156.79 |  | EA | E2 | 0 | 1 | Non-Stock |  |  |  |  | Surge Protection | Power Surge | https://www.erico.com/part.asp?part=EDT255010R
EDT255020R | 78285693916 | EDT255020R |  | TD Technology, 50kA/Mode (8x20); 2-Modes, 400/690 VAC WYE; 480VAC Delta, All Modes | 272.15 |  | EA | E2 | 0 | 1 | Non-Stock |  |  |  |  | Surge Protection | Power Surge | https://www.erico.com/part.asp?part=EDT255020R
EDT255030R | 78285693917 | EDT255030R |  | TD Technology, 50kA/Mode (8x20); 3-Modes, 400/690 VAC WYE; 480VAC Delta, 3-Wire + Ground | 399.81 |  | EA | E2 | 0 | 1 | Stock |  |  |  |  | Surge Protection | Power Surge | https://www.erico.com/part.asp?part=EDT255030R
EDT255040R | 78285693918 | EDT255040R |  | TD Technology, 50kA/Mode (8x20); Four Mode, 400/690 VAC WYE; 480VAC Delta | 439.3 |  | EA | E2 | 0 | 1 | Non-Stock |  |  |  |  | Surge Protection | Power Surge | 0
EDT2550M | 78285693889 | EDT2550M |  | Replacement Module for EDT2, 550V | 111.42 |  | EA | E2 | 0 | 1 | Non-Stock |  |  |  |  | Surge Protection | Power Surge | https://www.erico.com/part.asp?part=EDT2550M
EDT27510R | 78285693892 | EDT27510R |  | TD Technology, 50kA/Mode (8x20); Single Mode, 60 VAC | 153.48 |  | EA | E2 | 0 | 1 | Non-Stock |  |  | 39121610 | EC000941 | Surge Protection | Power Surge | https://www.erico.com/part.asp?part=EDT27510R
EDT27511R | 78285693893 | EDT27511R |  | TD Technology, 50kA/Mode (8x20); Single Mode + Ph+N, 60 VAC | 284.88 |  | EA | E2 | 0 | 1 | Non-Stock |  |  | 39121610 | EC000941 | Surge Protection | Power Surge | https://www.erico.com/part.asp?part=EDT27511R
EDT275M | 78285693884 | EDT275M |  | Replacement Module for EDT2, 75V | 109.06 |  | EA | E2 | 0 | 1 | Non-Stock |  |  | 39121610 | EC000941 | Surge Protection | Power Surge | https://www.erico.com/part.asp?part=EDT275M
UBOLT | 78285664663 | UBOLT |  | Mast Bracket, U-Bolt | 202.79 | 141.953 | EA | F1 | 0 | 1 | Stock |  |  | 39121621 | EC000505 | Lightning Protection | Active Ltng Protect | https://www.erico.com/part.asp?part=UBOLT
EGGP | 78285659683 | EGGP |  | Steel Ground Plate, EG, No Connector, 16" x 10" x 1/4" | 68.4 |  | EA | B1 | 0 | 1 | Stock | Electrogalvanized | Steel | 39121613 | EC010695 | Ground Matl & Access | Fabricated Grounding Prod | https://www.erico.com/part.asp?part=EGGP
EGGPC | 78285646909 | EGGPC |  | Steel Ground Plate, EG, HDC58 Connector, 16" x 10" x 1/4" | 70.09 |  | EA | B1 | 0 | 1 | Stock | Electrogalvanized | Steel | 39121613 | EC010695 | Ground Matl & Access | Fabricated Grounding Prod | https://www.erico.com/part.asp?part=EGGPC
EGP100 | 78285635823 | EGP100 |  | Copper Utility Pole Bottom Plate, Lug Connector, 7 1/2" dia, 0.025" | 18.73 |  | EA | B1 | 0 | 1 | Stock |  | Copper | 39121613 | EC000490 | Ground Matl & Access | Fabricated Grounding Prod | https://www.erico.com/part.asp?part=EGP100
EGRD34 | 78285635450 | EGRD34 |  | Ground Rod Driver, 3/4" Max dia | 636.43 |  | EA | A2 | 0 | 1 | Stock |  |  | 46182103 | EC001628 | Ground Matl & Access | Ground Rod Accessories | https://www.erico.com/part.asp?part=EGRD34
EGRD34I | 78285635451 | EGRD34I |  | Ground Rod Driver Replacement Insert, 3/4" dia | 181.8 |  | EA | A2 | 0 | 1 | Stock |  |  | 46182103 | EC001628 | Ground Matl & Access | Ground Rod Accessories | https://www.erico.com/part.asp?part=EGRD34I
EGRD58 | 78285635448 | EGRD58 |  | Ground Rod Driver, 5/8" Max dia | 599.85 |  | EA | A2 | 0 | 1 | Stock |  |  | 46182103 | EC001628 | Ground Matl & Access | Ground Rod Accessories | https://www.erico.com/part.asp?part=EGRD58
EGRD58I | 78285635449 | EGRD58I |  | Ground Rod Driver Replacement Insert, 5/8" dia | 174.86 |  | EA | A2 | 0 | 1 | Stock |  |  | 46182103 | EC001628 | Ground Matl & Access | Ground Rod Accessories | https://www.erico.com/part.asp?part=EGRD58I
EHL12FC1K | 78285647076 | EHL12FC1K |  | ERICO HAMMERLOCK Ground Clamp, Copper-bonded, Copper, 1/2" dia, #6 Solid-#4 Solid, 16 mm� Stranded, 1 Conductors | 26.94 |  | EA | A2 | 0 | 25 | Stock |  | Copper | 46182103 | EC001465 | Ground Matl & Access | Ground Rod Accessories | https://www.erico.com/part.asp?part=EHL12FC1K
EHL12FC1K1K | 78285651341 | EHL12FC1K1K |  | ERICO HAMMERLOCK Ground Clamp, Copper-bonded, Copper, 1/2" dia, #6 Solid-#4 Solid, 16 mm� Stranded, 2 Conductors | 50.16 |  | EA | A2 | 0 | 25 | Non-Stock |  | Copper | 46182103 | EC001465 | Ground Matl & Access | Ground Rod Accessories | https://www.erico.com/part.asp?part=EHL12FC1K1K
EHL12FC1V | 78285647078 | EHL12FC1V |  | ERICO HAMMERLOCK Ground Clamp, Copper-bonded, Copper, 1/2" dia, #4 Stranded-#2 Stranded, 25 mm� Stranded, 1 Conductors | 26.94 |  | EA | A2 | 0 | 25 | Non-Stock |  | Copper | 46182103 | EC001465 | Ground Matl & Access | Ground Rod Accessories | https://www.erico.com/part.asp?part=EHL12FC1V
EHL34C1K | 78285651037 | EHL34C1K |  | ERICO HAMMERLOCK Ground Clamp, Copper-bonded, Copper, 3/4" dia, #6 Solid-#4 Solid, 16 mm� Stranded, 1 Conductors | 36.61 |  | EA | A2 | 0 | 25 | Stock |  | Copper | 46182103 | EC001465 | Ground Matl & Access | Ground Rod Accessories | https://www.erico.com/part.asp?part=EHL34C1K
EHL34C1V | 78285651042 | EHL34C1V |  | ERICO HAMMERLOCK Ground Clamp, Copper-bonded, Copper, 3/4" dia, #4 Stranded-#2 Stranded, 25 mm� Stranded, 1 Conductors | 35.17 |  | EA | A2 | 0 | 25 | Stock |  | Copper | 46182103 | EC001465 | Ground Matl & Access | Ground Rod Accessories | https://www.erico.com/part.asp?part=EHL34C1V
EHL34C2G | 78285651626 | EHL34C2G |  | ERICO HAMMERLOCK Ground Clamp, Copper-bonded, Copper, 3/4" dia, 1/0 Stranded-2/0 Stranded, 1 Conductors | 44.64 |  | EA | A2 | 0 | 25 | Stock |  | Copper | 46182103 | EC001465 | Ground Matl & Access | Ground Rod Accessories | https://www.erico.com/part.asp?part=EHL34C2G
EHL34G1K | 78285651044 | EHL34G1K |  | ERICO HAMMERLOCK Ground Clamp, Galvanized, Copper, 3/4" dia, #6 Solid-#4 Solid, 16 mm� Stranded, 1 Conductors | 37.07 |  | EA | A2 | 0 | 25 | Non-Stock |  | Copper | 46182103 | EC001465 | Ground Matl & Access | Ground Rod Accessories | https://www.erico.com/part.asp?part=EHL34G1K
EHL58C1K | 78285646858 | EHL58C1K |  | ERICO HAMMERLOCK Ground Clamp, Copper-bonded, Copper, 5/8" dia, #6 Solid-#4 Solid, 16 mm� Stranded, 1 Conductors | 27.57 |  | EA | A2 | 0 | 25 | Stock |  | Copper | 46182103 | EC001465 | Ground Matl & Access | Ground Rod Accessories | https://www.erico.com/part.asp?part=EHL58C1K
EHL58C1K1K | 78285651343 | EHL58C1K1K |  | ERICO HAMMERLOCK Ground Clamp, Copper-bonded, Copper, 5/8" dia, #6 Solid-#4 Solid, 16 mm� Stranded, 2 Conductors | 40.47 |  | EA | A2 | 0 | 25 | Stock |  | Copper | 46182103 | EC001465 | Ground Matl & Access | Ground Rod Accessories | https://www.erico.com/part.asp?part=EHL58C1K1K
EHL58C1V | 78285646860 | EHL58C1V |  | ERICO HAMMERLOCK Ground Clamp, Copper-bonded, Copper, 5/8" dia, #4 Stranded-#2 Stranded, 25 mm� Stranded, 1 Conductors | 27.57 |  | EA | A2 | 0 | 25 | Stock |  | Copper | 46182103 | EC001465 | Ground Matl & Access | Ground Rod Accessories | https://www.erico.com/part.asp?part=EHL58C1V
EHL58C2G | 78285651627 | EHL58C2G |  | ERICO HAMMERLOCK Ground Clamp, Copper-bonded, Copper, 5/8" dia, 1/0 Stranded-2/0 Stranded, 1 Conductors | 27.57 |  | EA | A2 | 0 | 25 | Stock |  | Copper | 46182103 | EC001465 | Ground Matl & Access | Ground Rod Accessories | https://www.erico.com/part.asp?part=EHL58C2G
EHL58G1K | 78285646863 | EHL58G1K |  | ERICO HAMMERLOCK Ground Clamp, Galvanized, Copper, 5/8" dia, #6 Solid-#4 Solid, 16 mm� Stranded, 1 Conductors | 27.57 |  | EA | A2 | 0 | 25 | Stock |  | Copper | 46182103 | EC001465 | Ground Matl & Access | Ground Rod Accessories | https://www.erico.com/part.asp?part=EHL58G1K
EHL58G1K1K | 78285651345 | EHL58G1K1K |  | ERICO HAMMERLOCK Ground Clamp, Galvanized, Copper, 5/8" dia, #6 Solid-#4 Solid, 16 mm� Stranded, 2 Conductors | 40.75 |  | EA | A2 | 0 | 25 | Non-Stock |  | Copper | 46182103 | EC001465 | Ground Matl & Access | Ground Rod Accessories | https://www.erico.com/part.asp?part=EHL58G1K1K
EHL58G1V | 78285646865 | EHL58G1V |  | ERICO HAMMERLOCK Ground Clamp, Galvanized, Copper, 5/8" dia, #4 Stranded-#2 Stranded, 25 mm� Stranded, 1 Conductors | 28.23 |  | EA | A2 | 0 | 25 | Stock |  | Copper | 46182103 | EC001465 | Ground Matl & Access | Ground Rod Accessories | https://www.erico.com/part.asp?part=EHL58G1V
EK16 | 78285657555 | EK16 |  | Rebar Grounding Clamp, Parallel | 10.75 |  | EA | A2 | 0 | 50 | Stock |  | Bronze, Stainless Steel 304 (EN 1.4301) | 46182103 | EC000508 | Ground Matl & Access | Connectors | https://www.erico.com/part.asp?part=EK16
EK17 | 78285657558 | EK17 |  | Rebar Grounding Clamp, Perpendicular | 11.18 |  | EA | A2 | 0 | 50 | Stock |  | Bronze, Stainless Steel 304 (EN 1.4301) | 46182103 | EC000508 | Ground Matl & Access | Connectors | https://www.erico.com/part.asp?part=EK17
EL4 | 78285631663 | EL4 |  | Copper Lug Mechanical Connector | 7.65 |  | EA | A2 | 0 | 100 | Stock |  | Copper | 46182103 | EC001050 | Ground Matl & Access | Connectors | https://www.erico.com/part.asp?part=EL4
EL6CADB | 78285685953 | EL6CADB |  | Lay-In Lug, #14 Solid-#4 Stranded, 2.5 mm� Stranded-16 mm� Stranded | 6.4 |  | EA | A2 | 0 | 100 | Stock | Tinned | Copper, Stainless Steel 304 (EN 1.4301) | 46182103 | EC000490 | Ground Matl & Access | Connectors | https://www.erico.com/part.asp?part=EL6CADB
EL6CSDB8 | 78285669055 | EL6CSDB8 |  | Solar Bonding Lug, w/Screw, 8 UNS | 9.87 |  | EA | A2 | 0 | 25 | Non-Stock | Tinned | Bronze, Stainless Steel 18-8 (EN 1.4305) | 46182103 | EC002928 | Ground Matl & Access | Connectors | https://www.erico.com/part.asp?part=EL6CSDB8
SI45I | 78480506066 | SI45I |  | INTERCEPTOR,ESE, DELTA 45 | 6822.85 | 4775.995 | EA | F1 | 1.53 | 1 | Non-Stock |  |  |  |  | Lightning Protection | Active Ltng Protect | https://www.erico.com/part.asp?part=SI45I
A927F177 | 78285664540 | A927F177 |  | Hex Head Bolt, Imperial Thread, 1/4 UNC, 1/2" Screw | 0.45 | 0.18 | EA | F2 | 0.011 | 1 | Stock |  | Stainless Steel 18-8 (EN 1.4305) | 31161620 | EC002380 | Lightning Protection | Conventional Protection | https://www.erico.com/part.asp?part=A927F177
A927F179 | 78285664445 | A927F179 |  | Hex Head Bolt, Imperial Thread, 1/4 UNC, 3/4" Screw | 0.75 | 0.3 | EA | F2 | 0.013 | 1 | Stock |  | Stainless Steel 18-8 (EN 1.4305) | 31161620 | EC002380 | Lightning Protection | Conventional Protection | https://www.erico.com/part.asp?part=A927F179
A927F181 | 78285664427 | A927F181 |  | Hex Head Bolt, Imperial Thread, 1/4 UNC, 1" Screw | 0.87 | 0.348 | EA | F2 | 0.018 | 1 | Stock |  | Stainless Steel 18-8 (EN 1.4305) | 31161620 | EC002380 | Lightning Protection | Conventional Protection | https://www.erico.com/part.asp?part=A927F181
A927F183 | 78285664497 | A927F183 |  | Hex Head Bolt, Imperial Thread, 1/4 UNC, 1 1/4" Screw | 0.74 | 0.296 | EA | F2 | 0.02 | 1 | Non-Stock |  | Stainless Steel 18-8 (EN 1.4305) | 31161620 | EC002380 | Lightning Protection | Conventional Protection | https://www.erico.com/part.asp?part=A927F183
A927F185 | 78285664507 | A927F185 |  | Hex Head Bolt, Imperial Thread, 1/4 UNC, 1 1/2" Screw | 1.08 | 0.432 | EA | F2 | 0.022 | 1 | Non-Stock |  | Stainless Steel 18-8 (EN 1.4305) | 31161620 | EC002380 | Lightning Protection | Conventional Protection | https://www.erico.com/part.asp?part=A927F185
A927F187 | 78285664423 | A927F187 |  | Hex Head Bolt, Imperial Thread, 5/16 UNC, 3/4" Screw | 1.3 | 0.52 | EA | F2 | 0 | 1 | Stock |  | Stainless Steel 18-8 (EN 1.4305) | 31161620 | EC002380 | Lightning Protection | Conventional Protection | https://www.erico.com/part.asp?part=A927F187
A927F189 | 78285664440 | A927F189 |  | Hex Head Bolt, Imperial Thread, 5/16 UNC, 1" Screw | 1.39 | 0.556 | EA | F2 | 0 | 1 | Stock |  | Stainless Steel 18-8 (EN 1.4305) | 31161620 | EC002380 | Lightning Protection | Conventional Protection | https://www.erico.com/part.asp?part=A927F189
A927F191 | 78285664463 | A927F191 |  | Hex Head Bolt, Imperial Thread, 5/16 UNC, 1 1/2" Screw | 1.28 | 0.512 | EA | F2 | 0 | 1 | Stock |  | Stainless Steel 18-8 (EN 1.4305) | 31161620 | EC002380 | Lightning Protection | Conventional Protection | https://www.erico.com/part.asp?part=A927F191
A927F193 | 78285664611 | A927F193 |  | Hex Head Bolt, Imperial Thread, 3/8 UNC, 3/4" Screw | 1.36 | 0.544 | EA | F2 | 0.035 | 1 | Non-Stock |  | Stainless Steel 18-8 (EN 1.4305) | 31161620 | EC002380 | Lightning Protection | Conventional Protection | https://www.erico.com/part.asp?part=A927F193
A927F195 | 78285664511 | A927F195 |  | Hex Head Bolt, Imperial Thread, 3/8 UNC, 1" Screw | 2.12 | 0.848 | EA | F2 | 0.042 | 1 | Stock |  | Stainless Steel 18-8 (EN 1.4305) | 31161620 | EC002380 | Lightning Protection | Conventional Protection | https://www.erico.com/part.asp?part=A927F195
A927F197 | 78285688240 | A927F197 |  | Hex Head Bolt, Imperial Thread, 3/8 UNC, 1 1/2" Screw | 1.53 | 0.612 | EA | F2 | 0.053 | 1 | Non-Stock |  | Stainless Steel 18-8 (EN 1.4305) | 31161620 | EC002380 | Lightning Protection | Conventional Protection | https://www.erico.com/part.asp?part=A927F197
A927F199 | 78285664614 | A927F199 |  | Hex Head Bolt, Imperial Thread, 1/2 UNC, 1" Screw | 4.14 | 1.656 | EA | F2 | 0.084 | 1 | Non-Stock |  | Stainless Steel 18-8 (EN 1.4305) | 31161620 | EC002380 | Lightning Protection | Conventional Protection | https://www.erico.com/part.asp?part=A927F199
A927F201 | 78285664544 | A927F201 |  | Hex Head Bolt, Imperial Thread, 1/2 UNC, 1 1/2" Screw | 5.98 | 2.392 | EA | F2 | 0.106 | 1 | Non-Stock |  | Stainless Steel 18-8 (EN 1.4305) | 31161620 | EC002380 | Lightning Protection | Conventional Protection | https://www.erico.com/part.asp?part=A927F201
A927F203 | 78285688241 | A927F203 |  | Hex Head Bolt, Imperial Thread, 1/2 UNC, 2" Screw | 3.91 | 1.564 | EA | F2 | 0 | 1 | Non-Stock |  | Stainless Steel 18-8 (EN 1.4305) | 31161620 | EC002380 | Lightning Protection | Conventional Protection | https://www.erico.com/part.asp?part=A927F203
ESB10 | 78285631214 | ESB10 |  | Copper Split Bolts #4 Solid - 1/0 Stranded | 9.63 |  | EA | A2 | 0 | 50 | Stock |  |  |  |  | Ground Matl & Access | Connectors | https://www.erico.com/part.asp?part=ESB1/0
ESB2 | 78285631213 | ESB2 |  | Split Bolt Connector, #6 Solid-#2 Stranded, 16 mm� Stranded-25 mm� Stranded | 12.38 |  | EA | A2 | 0 | 50 | Stock |  | Silicon Bronze | 46182103 | EC000491 | Ground Matl & Access | Connectors | https://www.erico.com/part.asp?part=ESB2
ESB20 | 78285631216 | ESB20 |  | Split Bolt Connector, #2 Solid-2/0 Stranded, 35 mm� Stranded-50 mm� Stranded | 10.25 |  | EA | A2 | 0 | 25 | Stock |  | Silicon Bronze | 46182103 | EC000491 | Ground Matl & Access | Connectors | https://www.erico.com/part.asp?part=ESB2/0
ESB4 | 78285630502 | ESB4 |  | Split Bolt Connector, #8 Solid-#4 Solid, 10 mm� Stranded-16 mm� Stranded | 5.67 |  | EA | A2 | 0 | 100 | Stock |  | Silicon Bronze | 46182103 | EC000491 | Ground Matl & Access | Connectors | https://www.erico.com/part.asp?part=ESB4
ESB40 | 78285635832 | ESB40 |  | Split Bolt Connector, 1/0 Solid-250 kcmil Stranded, 70 mm� Stranded-120 mm� Stranded | 21.83 |  | EA | A2 | 0 | 25 | Stock |  | Silicon Bronze | 46182103 | EC000491 | Ground Matl & Access | Connectors | https://www.erico.com/part.asp?part=ESB4/0
ESB6 | 78285630498 | ESB6 |  | Split Bolt Connector, #10 Solid-#6 Stranded, 6 mm� Stranded-10 mm� Stranded | 5.15 |  | EA | A2 | 0 | 100 | Stock |  | Silicon Bronze | 46182103 | EC000491 | Ground Matl & Access | Connectors | https://www.erico.com/part.asp?part=ESB6
ESB8 | 78285630492 | ESB8 |  | Split Bolt Connector, #16 Stranded-#8 Stranded, 1.5 mm� Stranded-6 mm� Stranded | 2.91 |  | EA | A2 | 0 | 100 | Stock |  | Silicon Bronze | 46182103 | EC000491 | Ground Matl & Access | Connectors | https://www.erico.com/part.asp?part=ESB8
ESBP1C | 78285631310 | ESBP1C |  | Split Bolt Connector, Tinned, #6 Solid-1/0 Stranded, 16 mm� Stranded-50 mm� Stranded | 9.79 |  | EA | A2 | 0 | 50 | Stock |  | Silicon Bronze | 46182103 | EC000491 | Ground Matl & Access | Connectors | https://www.erico.com/part.asp?part=ESBP1/0
ESBP2 | 78285631309 | ESBP2 |  | Split Bolt Connector, Tinned, #8 Solid-#2 Stranded, 10 mm� Stranded-25 mm� Stranded | 7.64 |  | EA | A2 | 0 | 100 | Stock |  | Silicon Bronze | 46182103 | EC000491 | Ground Matl & Access | Connectors | https://www.erico.com/part.asp?part=ESBP2
ESBP2G | 78285631311 | ESBP2G |  | Split Bolt Connector, Tinned, #8 Solid-2/0 Stranded, 10 mm� Stranded-50 mm� Stranded | 14.39 |  | EA | A2 | 0 | 25 | Stock |  | Silicon Bronze | 46182103 | EC000491 | Ground Matl & Access | Connectors | https://www.erico.com/part.asp?part=ESBP2/0
ESBP350 | 78285631314 | ESBP350 |  | Split Bolt Connector, Tinned, 3/0 Stranded-350 kcmil Stranded, 95 mm� Stranded-150 mm� Stranded | 28.95 |  | EA | A2 | 0 | 25 | Stock |  | Silicon Bronze | 46182103 | EC000491 | Ground Matl & Access | Connectors | https://www.erico.com/part.asp?part=ESBP350
ESBP40 | 78285635833 | ESBP40 |  | Split Bolt Connector, Tinned, #4 Stranded-250 kcmil Stranded, 25 mm� Stranded-120 mm� Stranded | 18.83 |  | EA | A2 | 0 | 25 | Non-Stock |  | Silicon Bronze | 46182103 | EC000491 | Ground Matl & Access | Connectors | https://www.erico.com/part.asp?part=ESBP4/0
ESBP6 | 78285631306 | ESBP6 |  | Split Bolt Connector, Tinned, #10 Stranded-#6 Stranded, 6 mm� Stranded-10 mm� Stranded | 5.06 |  | EA | A2 | 0 | 100 | Stock |  | Silicon Bronze | 46182103 | EC000491 | Ground Matl & Access | Connectors | https://www.erico.com/part.asp?part=ESBP6
ESBP8 | 78285631305 | ESBP8 |  | Split Bolt Connector, Tinned, #14 Stranded-#8 Stranded, 2.5 mm� Stranded-6 mm� Stranded | 5.11 |  | EA | A2 | 0 | 100 | Stock |  | Silicon Bronze | 46182103 | EC000491 | Ground Matl & Access | Connectors | https://www.erico.com/part.asp?part=ESBP8
ESR182 | 78285663906 | ESR182 |  | Ground Resistance Tester Clamp-On Probe | 1159.41 |  | EA | AF | 0 | 1 | Non-Stock |  |  | 41113612 | EC002078 | Ground Matl & Access | Ground Testers | https://www.erico.com/part.asp?part=ESR182
EST401 | 78285660978 | EST401 |  | Handheld Clamp-On Ground Resistance Tester | 4525.87 |  | EA | AF | 0 | 1 | Non-Stock |  |  | 41113612 | EC002078 | Ground Matl & Access | Ground Testers | https://www.erico.com/part.asp?part=EST401
EST4620 | 78285667820 | EST4620 |  | 2-, 3- and 4-Point Ground Resistance Tester Kit, Battery-powered, with eight C cell batteries included | 4466.55 |  | EA | AF | 0 | 1 | Non-Stock |  |  | 41113612 | EC002078 | Ground Matl & Access | Ground Testers | https://www.erico.com/part.asp?part=EST4620
EST4630 | 78285663899 | EST4630 |  | 2-, 3- and 4-Point Ground Resistance Tester Kit, AC-powered with rechargeable NiMH battery pack | 5499.83 |  | EA | AF | 0 | 1 | Non-Stock |  |  | 41113612 | EC002078 | Ground Matl & Access | Ground Testers | https://www.erico.com/part.asp?part=EST4630
EST6472 | 78285663898 | EST6472 |  | 2-, 3- and 4-Point Ground Resistance Tester Kit with DataView Software | 9536.99 |  | EA | AF | 0 | 1 | Non-Stock |  |  | 41113612 | EC002078 | Ground Matl & Access | Ground Testers | https://www.erico.com/part.asp?part=EST6472
ESTREELKIT500 | 78285644886 | ESTREELKIT500 |  | Ground Resistance Tester Cable Reel | 1742.35 |  | EA | AF | 0 | 1 | Non-Stock |  |  | 41113612 | EC002078 | Ground Matl & Access | Ground Testers | https://www.erico.com/part.asp?part=ESTREELKIT500
EVC167P | 78285657474 | EVC167P |  | Vise Clamp for Telecom | 13.54 |  | EA | A2 | 0 | 50 | Stock | Tinned | Copper Alloy, Stainless Steel 304 (EN 1.4301) | 46182103 | EC000508 | Ground Matl & Access | Connectors | https://www.erico.com/part.asp?part=EVC167P
EWB2G9164 | 78285644887 | EWB2G9164 |  | Arc Weldable Bond, 2/0 Stranded | 80.03 |  | EA | B1 | 0 | 1 | Non-Stock |  | Copper, Steel | 39121613 | EC000490 | Ground Matl & Access | Fabricated Grounding Prod | https://www.erico.com/part.asp?part=EWB2G9164
EWB2L584 | 78285644888 | EWB2L584 |  | Arc Weldable Bond, 3/0 Stranded | 109.78 |  | EA | B1 | 0 | 1 | Non-Stock |  | Copper, Steel | 39121613 | EC000490 | Ground Matl & Access | Fabricated Grounding Prod | https://www.erico.com/part.asp?part=EWB2L584
EWB2Q344 | 78285644889 | EWB2Q344 |  | Arc Weldable Bond, 4/0 Stranded | 111.04 |  | EA | B1 | 0 | 1 | Non-Stock |  | Copper, Steel | 39121613 | EC000490 | Ground Matl & Access | Fabricated Grounding Prod | https://www.erico.com/part.asp?part=EWB2Q344
F MOLD |  | F MOLD | PRICE KEY | ERICO CADWELD Mold | 581.6 |  | EA | BK | 0 | 1 | Non-Stock |  |  |  |  | CADWELD | Molds | https://www.erico.com/part.asp?part=F MOLD
FC074 | 78285661698 | FC074 |  | Fence Clamp, One Conductor, 1 1/2" Fence Post, 2/0 Solid-250 kcmil Stranded, 50 mm� Stranded-120 mm� Stranded | 57.94 |  | EA | A2 | 0 | 1 | Stock | Tinned | Bronze, Stainless Steel 304 (EN 1.4301) | 46182103 | EC000514 | Ground Matl & Access | Connectors | https://www.erico.com/part.asp?part=FC074
FC075 | 78285661699 | FC075 |  | Fence Clamp, One Conductor, 2" Fence Post, #4 Solid-2/0 Stranded, 16 mm� Stranded-70 mm� Stranded | 53.68 |  | EA | A2 | 0 | 1 | Stock | Tinned | Bronze, Stainless Steel 304 (EN 1.4301) | 46182103 | EC000514 | Ground Matl & Access | Connectors | https://www.erico.com/part.asp?part=FC075
FC076 | 78285661700 | FC076 |  | Fence Clamp, One Conductor, 2" Fence Post, 2/0 Solid-250 kcmil Stranded, 50 mm� Stranded-120 mm� Stranded | 65.51 |  | EA | A2 | 0 | 1 | Stock | Tinned | Bronze, Stainless Steel 304 (EN 1.4301) | 46182103 | EC000514 | Ground Matl & Access | Connectors | https://www.erico.com/part.asp?part=FC076
FC076DH | 78285667412 | FC076DH |  | Fence Clamp, Two Conductors, 2" Fence Post, 2/0 Solid-250 kcmil Stranded, 50 mm� Stranded-120 mm� Stranded | 65.51 |  | EA | A2 | 0 | 1 | Stock | Tinned | Copper Alloy, Stainless Steel 304 (EN 1.4301) | 46182103 | EC000514 | Ground Matl & Access | Connectors | https://www.erico.com/part.asp?part=FC076DH
FC078 | 78285661706 | FC078 |  | Fence Clamp, One Conductor, 2 1/2" Fence Post, 2/0 Solid-250 kcmil Stranded, 16 mm� Stranded-120 mm� Stranded | 82.21 |  | EA | A2 | 0 | 1 | Stock | Tinned | Bronze, Stainless Steel 304 (EN 1.4301) | 46182103 | EC000514 | Ground Matl & Access | Connectors | https://www.erico.com/part.asp?part=FC078
FC078DH | 78285667411 | FC078DH |  | Fence Clamp, Two Conductors, 2 1/2" Fence Post, 2/0 Solid-250 kcmil Stranded, 16 mm� Stranded-120 mm� Stranded | 83.01 |  | EA | A2 | 0 | 1 | Stock | Tinned | Copper Alloy, Stainless Steel 304 (EN 1.4301) | 46182103 | EC000514 | Ground Matl & Access | Connectors | https://www.erico.com/part.asp?part=FC078DH
FC079 | 78285661707 | FC079 |  | Fence Clamp, One Conductor, 3" Fence Post, #4 Solid-2/0 Stranded, 16 mm� Stranded-70 mm� Stranded | 72.79 |  | EA | A2 | 0 | 1 | Stock | Tinned | Bronze, Stainless Steel 304 (EN 1.4301) | 46182103 | EC000514 | Ground Matl & Access | Connectors | https://www.erico.com/part.asp?part=FC079
FC080 | 78285661708 | FC080 |  | Fence Clamp, One Conductor, 3" Fence Post, 2/0 Solid-250 kcmil Stranded, 50 mm� Stranded-120 mm� Stranded | 89.87 |  | EA | A2 | 0 | 1 | Stock | Tinned | Bronze, Stainless Steel 304 (EN 1.4301) | 46182103 | EC000514 | Ground Matl & Access | Connectors | https://www.erico.com/part.asp?part=FC080
FC082 | 78285661710 | FC082 |  | Fence Clamp, One Conductor, 3 1/2" Fence Post, #4 Solid-2/0 Stranded, 16 mm� Stranded-120 mm� Stranded | 111.88 |  | EA | A2 | 0 | 1 | Stock | Tinned | Bronze, Stainless Steel 304 (EN 1.4301) | 46182103 | EC000514 | Ground Matl & Access | Connectors | https://www.erico.com/part.asp?part=FC082
FC082DH | 78285667410 | FC082DH |  | Fence Clamp, Two Conductors, 3 1/2" Fence Post, #4 Solid-2/0 Stranded, 16 mm� Stranded-120 mm� Stranded | 101.71 |  | EA | A2 | 0 | 1 | Stock | Tinned | Copper Alloy, Stainless Steel 304 (EN 1.4301) | 46182103 | EC000514 | Ground Matl & Access | Connectors | https://www.erico.com/part.asp?part=FC082DH
FJ1T18 | 78285667068 | FJ1T18 |  | Flexible Jumper for Fence and Gate Grounding, #2 Solid, 18" Cable | 57.72 |  | EA | B1 | 0 | 1 | Non-Stock |  | Copper, Polyethylene Rubber | 39121613 | EC000839 | Ground Matl & Access | Fabricated Grounding Prod | https://www.erico.com/part.asp?part=FJ1T18
FJ1T24 | 78285662057 | FJ1T24 |  | Flexible Jumper for Fence and Gate Grounding, #2 Solid, 24" Cable | 61.89 |  | EA | B1 | 0 | 1 | Stock |  | Copper, Polyethylene Rubber | 39121613 | EC000839 | Ground Matl & Access | Fabricated Grounding Prod | https://www.erico.com/part.asp?part=FJ1T24
FJ1T24SK | 78285686123 | FJ1T24SK |  | JUMPER,FLEXIBLE,2 RLAY,24 LONG W/SHRINK | 72.35 |  | EA | B1 | 0 | 1 | Non-Stock |  |  |  |  | Ground Matl & Access | Fabricated Grounding Prod | https://www.erico.com/part.asp?part=FJ1T24SK
FJ2G PER FOOT |  | FJ2G PER FOOT |  | FJ2G Price per additional foot of Cable | 8.65 |  | EA | B1 | 0 | 1 | Non-Stock |  |  |  |  | Ground Matl & Access | Fabricated Grounding Prod | https://www.erico.com/part.asp?part=FJ2G PER FOOT
FJ2G120 | 78285669477 | FJ2G120 |  | Flexible Jumper for Fence and Gate Grounding, 2/0 Stranded, 120" Cable | 203.53 |  | EA | B1 | 0 | 1 | Stock |  | Copper, Polyethylene Rubber | 39121613 | EC000839 | Ground Matl & Access | Fabricated Grounding Prod | https://www.erico.com/part.asp?part=FJ2G120
FJ2G18 | 78285669519 | FJ2G18 |  | Flexible Jumper for Fence and Gate Grounding, 2/0 Stranded, 18" Cable | 43.59 |  | EA | B1 | 0 | 1 | Non-Stock |  | Copper, Polyethylene Rubber | 39121613 | EC000839 | Ground Matl & Access | Fabricated Grounding Prod | https://www.erico.com/part.asp?part=FJ2G18
FJ2G24 | 78285632294 | FJ2G24 |  | Flexible Jumper for Fence and Gate Grounding, 2/0 Stranded, 24" Cable | 55.29 |  | EA | B1 | 0 | 1 | Stock |  | Copper, Polyethylene Rubber | 39121613 | EC000839 | Ground Matl & Access | Fabricated Grounding Prod | https://www.erico.com/part.asp?part=FJ2G24
FJ2G24SK | 78285677697 | FJ2G24SK |  | JUMPER,FLEXIBLE,2/0 CONC,24 IN,W/SHRINK | 93.12 |  | EA | B1 | 0 | 1 | Stock |  |  |  |  | Ground Matl & Access | Fabricated Grounding Prod | https://www.erico.com/part.asp?part=FJ2G24SK
FJ2Q PER FOOT |  | FJ2Q PER FOOT |  | FJ2Q Price per additional foot of Cable | 15.17 |  | EA | B1 | 0 | 1 | Non-Stock |  |  |  |  | Ground Matl & Access | Fabricated Grounding Prod | https://www.erico.com/part.asp?part=FJ2Q PER FOOT
FJ2Q18 | 78285669507 | FJ2Q18 |  | Flexible Jumper for Fence and Gate Grounding, 4/0 Stranded, 18" Cable | 63.82 |  | EA | B1 | 0 | 1 | Non-Stock |  | Copper, Polyethylene Rubber | 39121613 | EC000839 | Ground Matl & Access | Fabricated Grounding Prod | https://www.erico.com/part.asp?part=FJ2Q18
FJ2Q24 | 78285632295 | FJ2Q24 |  | Flexible Jumper for Fence and Gate Grounding, 4/0 Stranded, 24" Cable | 92.18 |  | EA | B1 | 0 | 1 | Stock |  | Copper, Polyethylene Rubber | 39121613 | EC000839 | Ground Matl & Access | Fabricated Grounding Prod | https://www.erico.com/part.asp?part=FJ2Q24
FJ2Q24SK | 78285685933 | FJ2Q24SK |  | JUMPER,SWAGED,4/0 CONC 24LG W/SHRINK TUBING | 113.8 |  | EA | B1 | 0 | 1 | Stock |  |  |  |  | Ground Matl & Access | Fabricated Grounding Prod | https://www.erico.com/part.asp?part=FJ2Q24SK
FJ2Q36 | 78285669516 | FJ2Q36 |  | Flexible Jumper for Fence and Gate Grounding, 4/0 Stranded, 36" Cable | 120.45 |  | EA | B1 | 0 | 1 | Non-Stock |  | Copper, Polyethylene Rubber | 39121613 | EC000839 | Ground Matl & Access | Fabricated Grounding Prod | https://www.erico.com/part.asp?part=FJ2Q36
FJ2Q48 | 78285669530 | FJ2Q48 |  | Flexible Jumper for Fence and Gate Grounding, 4/0 Stranded, 48" Cable | 143.87 |  | EA | B1 | 0 | 1 | Stock |  | Copper, Polyethylene Rubber | 39121613 | EC000839 | Ground Matl & Access | Fabricated Grounding Prod | https://www.erico.com/part.asp?part=FJ2Q48
FJ9C001B30SK | 78285659247 | FJ9C001B30SK |  | JUMPER,FLEXIBLE,7/#7 CW,30 IN,W/SHRINK | 92.45 |  | EA | B1 | 0 | 1 | Non-Stock |  |  |  |  | Ground Matl & Access | Fabricated Grounding Prod | https://www.erico.com/part.asp?part=FJ9C001B30SK
FMCDMV01 | 78285661292 | FMCDMV01 |  | ERICO CADWELD MULTI Clamping Assembly | 652.82 |  | EA | AG | 0 | 1 | Stock |  |  | 39121457 | EC000490 | CADWELD | CADWELD Kits | https://www.erico.com/part.asp?part=FMCDMV01
A927F236 | 78285664444 | A927F236 |  | Hex Head Bolt, Imperial Thread, 5/16 UNC, 1 1/4" Screw | 1.59 | 0.636 | EA | F2 | 0 | 1 | Stock |  | Stainless Steel 18-8 (EN 1.4305) | 31161620 | EC002380 | Lightning Protection | Conventional Protection | https://www.erico.com/part.asp?part=A927F236
A927P020 | 78285664512 | A927P020 |  | Wood Screw, Imperial Thread | 0.45 | 0.18 | EA | F2 | 0.011 | 1 | Non-Stock |  | Stainless Steel 18-8 (EN 1.4305) | 31161508 | EC000887 | Lightning Protection | Conventional Protection | https://www.erico.com/part.asp?part=A927P020
GC064 | 78285661711 | GC064 |  | Ground Rod Clamp, U-Bolt, Tinned, One Conductor, #4 Sol-2/0 Str, 16 mm� Str-50 mm� Str Conductor Size, UL | 30.69 |  | EA | A2 | 0 | 1 | Stock | Tinned | Bronze, Stainless Steel 304 (EN 1.4301) | 46182103 | EC000491 | Ground Matl & Access | Connectors | https://www.erico.com/part.asp?part=GC064
GC065 | 78285661712 | GC065 |  | Ground Rod Clamp, U-Bolt, Tinned, One Conductor, 2/0 Sol-250 kcmil Str, 70 mm� Str-120 mm� Str Conductor Size, UL | 43.15 |  | EA | A2 | 0 | 5 | Stock | Tinned | Bronze, Stainless Steel 304 (EN 1.4301) | 46182103 | EC000491 | Ground Matl & Access | Ground Rod Accessories | https://www.erico.com/part.asp?part=GC065
GC065TH | 78285667700 | GC065TH |  | Ground Rod Clamp, U-Bolt, Three Conductors, 5/8"�3/4" dia, 2/0 Solid-250 kcmil Stranded, 70 mm� Stranded-120 mm� Stranded | 98.28 |  | EA | A2 | 0 | 5 | Stock | Tinned | Bronze | 46182103 | EC000508 | Ground Matl & Access | Connectors | https://www.erico.com/part.asp?part=GC065TH
GCC34 | 78285670719 | GCC34 |  | Compression Coupler for Galvanized Ground Rod, Pointed, 3/4" dia, 3 1/2" x 0.36 lb | 31.99 |  | EA | A2 | 0 | 25 | Stock | Electrogalvanized | Steel | 46182103 | EC002360 | Ground Matl & Access | Ground Rod Accessories | https://www.erico.com/part.asp?part=GCC34
GCC58F | 78285661957 | GCC58F |  | Compression Coupler for Galvanized Ground Rod, Pointed, 5/8" dia, 3" x 0.31 lb | 15.59 |  | EA | A2 | 0 | 25 | Stock | Electrogalvanized | Steel | 46182103 | EC002360 | Ground Matl & Access | Ground Rod Accessories | https://www.erico.com/part.asp?part=GCC58F
GEM25A | 78285632296 | GEM25A |  | Ground Enhancement Material, 25 lb, Bag with handles (1-89 Bags)*** | 61.85 |  | BG | G1 | 0 | 1 | Stock |  |  | 39121613 | EC000490 | Ground Matl & Access | Grounding Materials | https://www.erico.com/part.asp?part=GEM25A
GEM25A | 78285632296 | GEM25A |  | Ground Enhancement Material, 25 lb, Bag with handles (90-449 Bags)*** | 51.95 |  | BG | G1 | 0 | 1 | Stock |  |  | 39121613 | EC000490 | Ground Matl & Access | Grounding Materials | https://www.erico.com/part.asp?part=GEM25A
GEM25A | 78285632296 | GEM25A |  | Ground Enhancement Material, 25 lb, Bag with handles (450 Bags)*** | 48.24 |  | BG | G1 | 0 | 1 | Stock |  |  | 39121613 | EC000490 | Ground Matl & Access | Grounding Materials | https://www.erico.com/part.asp?part=GEM25A
GEM25ABKT | 78285659140 | GEM25ABKT |  | Ground Enhancement Material, 25 lb, Plastic bucket with locking lid | 87.06 |  | EA | G1 | 0 | 1 | Stock |  |  | 39121613 | EC000490 | Ground Matl & Access | Grounding Materials | https://www.erico.com/part.asp?part=GEM25ABKT
GPECCEK0242C036 | 78285677907 | GPECCEK0242C036 |  | Copper Ground Plate, 24" x 24", Continuous Pigtail, 1/0 Stranded, 1/4" | 1269.11 |  | EA | B1 | 0 | 1 | Non-Stock | Bare | Copper | 39121613 | EC010695 | Ground Matl & Access | Fabricated Grounding Prod | https://www.erico.com/part.asp?part=GPECCEK0242C036
GPECEEK0242Q060 | 78285677856 | GPECEEK0242Q060 |  | Copper Ground Plate, 24" x 24", End Pigtail, 4/0 Stranded, 1/4" | 1224.72 |  | EA | B1 | 0 | 1 | Non-Stock | Bare | Copper | 39121613 | EC010695 | Ground Matl & Access | Fabricated Grounding Prod | https://www.erico.com/part.asp?part=GPECEEK0242Q060
GPECEHX3 | 78285651109 | GPECEHX3 |  | Copper Ground Plate with Bent Corners, 17" x 17" x 0.064", #2 Str | 444.75 |  | EA | B1 | 0 | 1 | Non-Stock | Bare | Copper | 39121613 | EC010695 | Ground Matl & Access | Fabricated Grounding Prod | https://www.erico.com/part.asp?part=GPECEHX3
GPECNEK024 | 78285672778 | GPECNEK024 |  | Copper Ground Plate, 24" x 24", No Pigtail, 1/4" | 1076.91 |  | EA | B1 | 0 | 1 | Non-Stock | Bare | Copper | 39121613 | EC010695 | Ground Matl & Access | Fabricated Grounding Prod | https://www.erico.com/part.asp?part=GPECNEK024
GR1141G | 78285600040 | GR1141G |  | ERICO CADWELD ONE SHOT, Cable to Ground Rod, Traditional, GR, 1/2" dia, #8, #6 Connection, Solid | 20.95 |  | EA | BA | 0 | 6 | Stock |  |  | 39121457 | EC000490 | CADWELD | One Shots | https://www.erico.com/part.asp?part=GR1141G
GR1141GPLUS | 78285656607 | GR1141GPLUS |  | ERICO CADWELD ONE SHOT, Cable to Ground Rod, ERICO CADWELD PLUS, GR, 1/2" dia, #8, #6 Connection, Solid | 21.79 |  | EA | BA | 0 | 6 | Stock |  |  | 39121457 | EC000490 | CADWELD | One Shots | https://www.erico.com/part.asp?part=GR1141GPLUS
GR1141L | 78285600041 | GR1141L |  | ERICO CADWELD ONE SHOT, Cable to Ground Rod, Traditional, GR, 1/2" dia, #4, #3 Connection, Solid | 20.95 |  | EA | BA | 0 | 6 | Stock |  |  | 39121457 | EC000490 | CADWELD | One Shots | https://www.erico.com/part.asp?part=GR1141L
GR1141LPLUS | 78285656608 | GR1141LPLUS |  | ERICO CADWELD ONE SHOT, Cable to Ground Rod, ERICO CADWELD PLUS, GR, 1/2" dia, #4, #3 Connection, Solid | 21.79 |  | EA | BA | 0 | 6 | Stock |  |  | 39121457 | EC000490 | CADWELD | One Shots | https://www.erico.com/part.asp?part=GR1141LPLUS
GR1141VPLUS | 78285656609 | GR1141VPLUS |  | ERICO CADWELD ONE SHOT, Cable to Ground Rod, ERICO CADWELD PLUS, GR, 1/2" dia, #2, #1 Connection, Solid | 21.79 |  | EA | BA | 0 | 6 | Stock |  |  | 39121457 | EC000490 | CADWELD | One Shots | https://www.erico.com/part.asp?part=GR1141VPLUS
GR1161G | 78285600052 | GR1161G |  | ERICO CADWELD ONE SHOT, Cable to Ground Rod, Traditional, GR, 5/8" dia, #8, #6 Connection, Solid | 20.95 |  | EA | BA | 0 | 6 | Stock |  |  | 39121457 | EC000490 | CADWELD | One Shots | https://www.erico.com/part.asp?part=GR1161G
GR1161GF | 78285660723 | GR1161GF |  | ERICO CADWELD ONE SHOT, Cable to Ground Rod, Traditional, GR, 5/8" dia, #8, #6 Connection, Solid | 22.77 |  | EA | BA | 0 | 6 | Non-Stock |  |  | 39121457 | EC000490 | CADWELD | One Shots | https://www.erico.com/part.asp?part=GR1161GF
GR1161GPLUS | 78285656508 | GR1161GPLUS |  | ERICO CADWELD ONE SHOT, Cable to Ground Rod, ERICO CADWELD PLUS, GR, 5/8" dia, #8, #6 Connection, Solid | 21.79 |  | EA | BA | 0 | 6 | Stock |  |  | 39121457 | EC000490 | CADWELD | One Shots | https://www.erico.com/part.asp?part=GR1161GPLUS
GR1161L | 78285600051 | GR1161L |  | ERICO CADWELD ONE SHOT, Cable to Ground Rod, Traditional, GR, 5/8" dia, #4, #3 Connection, Solid | 23 |  | EA | BA | 0 | 6 | Stock |  |  | 39121457 | EC000490 | CADWELD | One Shots | https://www.erico.com/part.asp?part=GR1161L
GR1161LPLUS | 78285656610 | GR1161LPLUS |  | ERICO CADWELD ONE SHOT, Cable to Ground Rod, ERICO CADWELD PLUS, GR, 5/8" dia, #4, #3 Connection, Solid | 23 |  | EA | BA | 0 | 6 | Stock |  |  | 39121457 | EC000490 | CADWELD | One Shots | https://www.erico.com/part.asp?part=GR1161LPLUS
GR1161V | 78285600055 | GR1161V |  | ERICO CADWELD ONE SHOT, Cable to Ground Rod, Traditional, GR, 5/8" dia, #2, #1 Connection, Solid | 24.23 |  | EA | BA | 0 | 6 | Stock |  |  | 39121457 | EC000490 | CADWELD | One Shots | https://www.erico.com/part.asp?part=GR1161V
GR1161VPLUS | 78285656612 | GR1161VPLUS |  | ERICO CADWELD ONE SHOT, Cable to Ground Rod, ERICO CADWELD PLUS, GR, 5/8" dia, #2, #1 Connection, Solid | 25.29 |  | EA | BA | 0 | 6 | Stock |  |  | 39121457 | EC000490 | CADWELD | One Shots | https://www.erico.com/part.asp?part=GR1161VPLUS
GR1162C | 78285600056 | GR1162C |  | ERICO CADWELD ONE SHOT, Cable to Ground Rod, Traditional, GR, 5/8" dia, 1/0, 2/0 Connection, Solid | 28.22 |  | EA | BA | 0 | 6 | Stock |  |  | 39121457 | EC000490 | CADWELD | One Shots | https://www.erico.com/part.asp?part=GR1162C
GR1162CPLUS | 78285656613 | GR1162CPLUS |  | ERICO CADWELD ONE SHOT, Cable to Ground Rod, ERICO CADWELD PLUS, GR, 5/8" dia, 2/0, 1/0 Connection, Solid | 25.29 |  | EA | BA | 0 | 6 | Stock |  |  | 39121457 | EC000490 | CADWELD | One Shots | https://www.erico.com/part.asp?part=GR1162CPLUS
GR1162G | 78285600059 | GR1162G |  | ERICO CADWELD ONE SHOT, Cable to Ground Rod, Traditional, GR, 5/8" dia | 27.93 |  | EA | BA | 0 | 6 | Stock |  |  | 39121457 | EC000490 | CADWELD | One Shots | https://www.erico.com/part.asp?part=GR1162G
GR1162GPLUS | 78285656617 | GR1162GPLUS |  | ERICO CADWELD ONE SHOT, Cable to Ground Rod, ERICO CADWELD PLUS, GR, 5/8" dia | 29.13 |  | EA | BA | 0 | 6 | Stock |  |  | 39121457 | EC000490 | CADWELD | One Shots | https://www.erico.com/part.asp?part=GR1162GPLUS
GR1162Q | 78285600106 | GR1162Q |  | ERICO CADWELD ONE SHOT, Cable to Ground Rod, Traditional, GR, 5/8" dia | 33.06 |  | EA | BA | 0 | 6 | Stock |  |  | 39121457 | EC000490 | CADWELD | One Shots | https://www.erico.com/part.asp?part=GR1162Q
GR1162QPLUS | 78285656619 | GR1162QPLUS |  | ERICO CADWELD ONE SHOT, Cable to Ground Rod, ERICO CADWELD PLUS, GR, 5/8" dia | 31.29 |  | EA | BA | 0 | 6 | Stock |  |  | 39121457 | EC000490 | CADWELD | One Shots | https://www.erico.com/part.asp?part=GR1162QPLUS
GR1181G | 78285600079 | GR1181G |  | ERICO CADWELD ONE SHOT, Cable to Ground Rod, Traditional, GR, 3/4" dia, #8, #6 Connection, Solid | 24.23 |  | EA | BA | 0 | 6 | Stock |  |  | 39121457 | EC000490 | CADWELD | One Shots | https://www.erico.com/part.asp?part=GR1181G
GR1181GPLUS | 78285656615 | GR1181GPLUS |  | ERICO CADWELD ONE SHOT, Cable to Ground Rod, ERICO CADWELD PLUS, GR, 3/4" dia, #8, #6 Connection, Solid | 25.29 |  | EA | BA | 0 | 6 | Stock |  |  | 39121457 | EC000490 | CADWELD | One Shots | https://www.erico.com/part.asp?part=GR1181GPLUS
GR1181L | 78285600080 | GR1181L |  | ERICO CADWELD ONE SHOT, Cable to Ground Rod, Traditional, GR, 3/4" dia, #4, #3 Connection, Solid | 24.23 |  | EA | BA | 0 | 6 | Stock |  |  | 39121457 | EC000490 | CADWELD | One Shots | https://www.erico.com/part.asp?part=GR1181L
GR1181LPLUS | 78285656616 | GR1181LPLUS |  | ERICO CADWELD ONE SHOT, Cable to Ground Rod, ERICO CADWELD PLUS, GR, 3/4" dia, #4, #3 Connection, Solid | 25.29 |  | EA | BA | 0 | 6 | Stock |  |  | 39121457 | EC000490 | CADWELD | One Shots | https://www.erico.com/part.asp?part=GR1181LPLUS
GR1181V | 78285600081 | GR1181V |  | ERICO CADWELD ONE SHOT, Cable to Ground Rod, Traditional, GR, 3/4" dia, #2, #1 Connection, Solid | 31.91 |  | EA | BA | 0 | 6 | Stock |  |  | 39121457 | EC000490 | CADWELD | One Shots | https://www.erico.com/part.asp?part=GR1181V
GR1181VPLUS | 78285656614 | GR1181VPLUS |  | ERICO CADWELD ONE SHOT, Cable to Ground Rod, ERICO CADWELD PLUS, GR, 3/4" dia, #2, #1 Connection, Solid | 33.32 |  | EA | BA | 0 | 6 | Stock |  |  | 39121457 | EC000490 | CADWELD | One Shots | https://www.erico.com/part.asp?part=GR1181VPLUS
GR1182C | 78285600082 | GR1182C |  | ERICO CADWELD ONE SHOT, Cable to Ground Rod, Traditional, GR, 3/4" dia, 1/0, 2/0 Connection, Solid | 27.93 |  | EA | BA | 0 | 6 | Stock |  |  | 39121457 | EC000490 | CADWELD | One Shots | https://www.erico.com/part.asp?part=GR1182C
GR1182CPLUS | 78285656618 | GR1182CPLUS |  | ERICO CADWELD ONE SHOT, Cable to Ground Rod, ERICO CADWELD PLUS, GR, 3/4" dia, 2/0, 1/0 Connection, Solid | 29.13 |  | EA | BA | 0 | 6 | Stock |  |  | 39121457 | EC000490 | CADWELD | One Shots | https://www.erico.com/part.asp?part=GR1182CPLUS
GR1182G | 78285600083 | GR1182G |  | ERICO CADWELD ONE SHOT, Cable to Ground Rod, Traditional, GR, 3/4" dia | 27.93 |  | EA | BA | 0 | 6 | Stock |  |  | 39121457 | EC000490 | CADWELD | One Shots | https://www.erico.com/part.asp?part=GR1182G
GR1182GPLUS | 78285656620 | GR1182GPLUS |  | ERICO CADWELD ONE SHOT, Cable to Ground Rod, ERICO CADWELD PLUS, GR, 3/4" dia | 29.13 |  | EA | BA | 0 | 6 | Stock |  |  | 39121457 | EC000490 | CADWELD | One Shots | https://www.erico.com/part.asp?part=GR1182GPLUS
GR1182Q | 78285600084 | GR1182Q |  | ERICO CADWELD ONE SHOT, Cable to Ground Rod, Traditional, GR, 3/4" dia | 30.43 |  | EA | BA | 0 | 6 | Stock |  |  | 39121457 | EC000490 | CADWELD | One Shots | https://www.erico.com/part.asp?part=GR1182Q
GR1182QPLUS | 78285656701 | GR1182QPLUS |  | ERICO CADWELD ONE SHOT, Cable to Ground Rod, ERICO CADWELD PLUS, GR, 3/4" dia | 31.72 |  | EA | BA | 0 | 6 | Stock |  |  | 39121457 | EC000490 | CADWELD | One Shots | https://www.erico.com/part.asp?part=GR1182QPLUS
Ground Bars |  | Ground Bars |  | Copper or Tinned Copper Ground Bar | CONTACT FACTORY |  | EA | B1 | 0 | 1 | Non-Stock |  |  |  |  | Ground Matl & Access | Fabricated Grounding Prod | https://www.erico.com/part.asp?part=Ground Bars
GT1141G | 78285600090 | GT1141G |  | ERICO CADWELD ONE SHOT, Cable to Ground Rod, Traditional, GT, 1/2" dia, #8, #6 Connection, Solid | 23.74 |  | EA | BA | 0 | 6 | Stock |  |  | 39121457 | EC000490 | CADWELD | One Shots | https://www.erico.com/part.asp?part=GT1141G
GT1141GPLUS | 78285656621 | GT1141GPLUS |  | ERICO CADWELD ONE SHOT, Cable to Ground Rod, ERICO CADWELD PLUS, GT, 1/2" dia, #8, #6 Connection, Solid | 25.99 |  | EA | BA | 0 | 6 | Non-Stock |  |  | 39121457 | EC000490 | CADWELD | One Shots | https://www.erico.com/part.asp?part=GT1141GPLUS
GT1141L | 78285600091 | GT1141L |  | ERICO CADWELD ONE SHOT, Cable to Ground Rod, Traditional, GT, 1/2" dia, #4, #3 Connection, Solid | 23.74 |  | EA | BA | 0 | 6 | Stock |  |  | 39121457 | EC000490 | CADWELD | One Shots | https://www.erico.com/part.asp?part=GT1141L
GT1141LPLUS | 78285656622 | GT1141LPLUS |  | ERICO CADWELD ONE SHOT, Cable to Ground Rod, ERICO CADWELD PLUS, GT, 1/2" dia, #4, #3 Connection, Solid | 24.73 |  | EA | BA | 0 | 6 | Non-Stock |  |  | 39121457 | EC000490 | CADWELD | One Shots | https://www.erico.com/part.asp?part=GT1141LPLUS
GT1141V | 78285600092 | GT1141V |  | ERICO CADWELD ONE SHOT, Cable to Ground Rod, Traditional, GT, 1/2" dia, #2, #1 Connection, Solid | 30.37 |  | EA | BA | 0 | 6 | Non-Stock |  |  | 39121457 | EC000490 | CADWELD | One Shots | https://www.erico.com/part.asp?part=GT1141V
GT1141VPLUS | 78285656625 | GT1141VPLUS |  | ERICO CADWELD ONE SHOT, Cable to Ground Rod, ERICO CADWELD PLUS, GT, 1/2" dia, #2, #1 Connection, Solid | 29.13 |  | EA | BA | 0 | 6 | Stock |  |  | 39121457 | EC000490 | CADWELD | One Shots | https://www.erico.com/part.asp?part=GT1141VPLUS
GT1161G | 78285600094 | GT1161G |  | ERICO CADWELD ONE SHOT, Cable to Ground Rod, Traditional, GT, 5/8" dia, #8, #6 Connection, Solid | 24.23 |  | EA | BA | 0 | 6 | Stock |  |  | 39121457 | EC000490 | CADWELD | One Shots | https://www.erico.com/part.asp?part=GT1161G
GT1161GPLUS | 78285656623 | GT1161GPLUS |  | ERICO CADWELD ONE SHOT, Cable to Ground Rod, ERICO CADWELD PLUS, GT, 5/8" dia, #8, #6 Connection, Solid | 25.29 |  | EA | BA | 0 | 6 | Stock |  |  | 39121457 | EC000490 | CADWELD | One Shots | https://www.erico.com/part.asp?part=GT1161GPLUS
GT1161L | 78285600095 | GT1161L |  | ERICO CADWELD ONE SHOT, Cable to Ground Rod, Traditional, GT, 5/8" dia, #4, #3 Connection, Solid | 24.23 |  | EA | BA | 0 | 6 | Stock |  |  | 39121457 | EC000490 | CADWELD | One Shots | https://www.erico.com/part.asp?part=GT1161L
GT1161LPLUS | 78285656624 | GT1161LPLUS |  | ERICO CADWELD ONE SHOT, Cable to Ground Rod, ERICO CADWELD PLUS, GT, 5/8" dia, #4, #3 Connection, Solid | 25.29 |  | EA | BA | 0 | 6 | Stock |  |  | 39121457 | EC000490 | CADWELD | One Shots | https://www.erico.com/part.asp?part=GT1161LPLUS
GT1161V | 78285600096 | GT1161V |  | ERICO CADWELD ONE SHOT, Cable to Ground Rod, Traditional, GT, 5/8" dia, #2, #1 Connection, Solid | 27.93 |  | EA | BA | 0 | 6 | Stock |  |  | 39121457 | EC000490 | CADWELD | One Shots | https://www.erico.com/part.asp?part=GT1161V
GT1161VPLUS | 78285656626 | GT1161VPLUS |  | ERICO CADWELD ONE SHOT, Cable to Ground Rod, ERICO CADWELD PLUS, GT, 5/8" dia, #2, #1 Connection, Solid | 29.13 |  | EA | BA | 0 | 6 | Stock |  |  | 39121457 | EC000490 | CADWELD | One Shots | https://www.erico.com/part.asp?part=GT1161VPLUS
GT1162C | 78285600097 | GT1162C |  | ERICO CADWELD ONE SHOT, Cable to Ground Rod, Traditional, GT, 5/8" dia, 1/0, 2/0 Connection, Solid | 30.08 |  | EA | BA | 0 | 6 | Stock |  |  | 39121457 | EC000490 | CADWELD | One Shots | https://www.erico.com/part.asp?part=GT1162C
GT1162CPLUS | 78285656630 | GT1162CPLUS |  | ERICO CADWELD ONE SHOT, Cable to Ground Rod, ERICO CADWELD PLUS, GT, 5/8" dia, 2/0, 1/0 Connection, Solid | 31.31 |  | EA | BA | 0 | 6 | Stock |  |  | 39121457 | EC000490 | CADWELD | One Shots | https://www.erico.com/part.asp?part=GT1162CPLUS
GT1162G | 78285645449 | GT1162G |  | ERICO CADWELD ONE SHOT, Cable to Ground Rod, Traditional, GT, 5/8" dia | 30.08 |  | EA | BA | 0 | 6 | Stock |  |  | 39121457 | EC000490 | CADWELD | One Shots | https://www.erico.com/part.asp?part=GT1162G
GT1162GPLUS | 78285656632 | GT1162GPLUS |  | ERICO CADWELD ONE SHOT, Cable to Ground Rod, ERICO CADWELD PLUS, GT, 5/8" dia | 31.31 |  | EA | BA | 0 | 6 | Stock |  |  | 39121457 | EC000490 | CADWELD | One Shots | https://www.erico.com/part.asp?part=GT1162GPLUS
GT1181G | 78285600099 | GT1181G |  | ERICO CADWELD ONE SHOT, Cable to Ground Rod, Traditional, GT, 3/4" dia, #8, #6 Connection, Solid | 27.93 |  | EA | BA | 0 | 6 | Stock |  |  | 39121457 | EC000490 | CADWELD | One Shots | https://www.erico.com/part.asp?part=GT1181G
GT1181GPLUS | 78285656627 | GT1181GPLUS |  | ERICO CADWELD ONE SHOT, Cable to Ground Rod, ERICO CADWELD PLUS, GT, 3/4" dia, #8, #6 Connection, Solid | 29.13 |  | EA | BA | 0 | 6 | Stock |  |  | 39121457 | EC000490 | CADWELD | One Shots | https://www.erico.com/part.asp?part=GT1181GPLUS
GT1181L | 78285600100 | GT1181L |  | ERICO CADWELD ONE SHOT, Cable to Ground Rod, Traditional, GT, 3/4" dia, #4, #3 Connection, Solid | 27.93 |  | EA | BA | 0 | 6 | Stock |  |  | 39121457 | EC000490 | CADWELD | One Shots | https://www.erico.com/part.asp?part=GT1181L
GT1181LPLUS | 78285656628 | GT1181LPLUS |  | ERICO CADWELD ONE SHOT, Cable to Ground Rod, ERICO CADWELD PLUS, GT, 3/4" dia, #4, #3 Connection, Solid | 29.13 |  | EA | BA | 0 | 6 | Stock |  |  | 39121457 | EC000490 | CADWELD | One Shots | https://www.erico.com/part.asp?part=GT1181LPLUS
GT1181V | 78285600101 | GT1181V |  | ERICO CADWELD ONE SHOT, Cable to Ground Rod, Traditional, GT, 3/4" dia, #2, #1 Connection, Solid | 30.08 |  | EA | BA | 0 | 6 | Stock |  |  | 39121457 | EC000490 | CADWELD | One Shots | https://www.erico.com/part.asp?part=GT1181V
GT1181VPLUS | 78285656629 | GT1181VPLUS |  | ERICO CADWELD ONE SHOT, Cable to Ground Rod, ERICO CADWELD PLUS, GT, 3/4" dia, #2, #1 Connection, Solid | 31.31 |  | EA | BA | 0 | 6 | Stock |  |  | 39121457 | EC000490 | CADWELD | One Shots | https://www.erico.com/part.asp?part=GT1181VPLUS
GT1182C | 78285600102 | GT1182C |  | ERICO CADWELD ONE SHOT, Cable to Ground Rod, Traditional, GT, 3/4" dia, 1/0, 2/0 Connection, Solid | 30.08 |  | EA | BA | 0 | 6 | Stock |  |  | 39121457 | EC000490 | CADWELD | One Shots | https://www.erico.com/part.asp?part=GT1182C
GT1182CPLUS | 78285656633 | GT1182CPLUS |  | ERICO CADWELD ONE SHOT, Cable to Ground Rod, ERICO CADWELD PLUS, GT, 3/4" dia, 2/0, 1/0 Connection, Solid | 31.31 |  | EA | BA | 0 | 6 | Stock |  |  | 39121457 | EC000490 | CADWELD | One Shots | https://www.erico.com/part.asp?part=GT1182CPLUS
GT1182G | 78285634168 | GT1182G |  | ERICO CADWELD ONE SHOT, Cable to Ground Rod, Traditional, GT, 3/4" dia | 30.08 |  | EA | BA | 0 | 6 | Stock |  |  | 39121457 | EC000490 | CADWELD | One Shots | https://www.erico.com/part.asp?part=GT1182G
GT1182GPLUS | 78285656631 | GT1182GPLUS |  | ERICO CADWELD ONE SHOT, Cable to Ground Rod, ERICO CADWELD PLUS, GT, 3/4" dia | 31.31 |  | EA | BA | 0 | 6 | Stock |  |  | 39121457 | EC000490 | CADWELD | One Shots | https://www.erico.com/part.asp?part=GT1182GPLUS
A927P023 | 78285664449 | A927P023 |  | Sheet Metal Screw, Imperial Thread, 5/8" Screw | 0.69 | 0.276 | EA | F2 | 0.007 | 1 | Stock |  | Stainless Steel 18-8 (EN 1.4305) | 31161506 | EC000887 | Lightning Protection | Conventional Protection | https://www.erico.com/part.asp?part=A927P023
A927P024 | 78285664429 | A927P024 |  | Sheet Metal Screw, Imperial Thread, 1" Screw | 0.85 | 0.34 | EA | F2 | 0.007 | 1 | Stock |  | Stainless Steel 18-8 (EN 1.4305) | 31161506 | EC000887 | Lightning Protection | Conventional Protection | https://www.erico.com/part.asp?part=A927P024
A928K017 | 78285664432 | A928K017 |  | Hex Nut, Imperial Thread, 5/16 UNC | 0.51 | 0.204 | EA | F2 | 0.011 | 1 | Stock |  | Stainless Steel 18-8 (EN 1.4305) | 31161727 | EC000129 | Lightning Protection | Conventional Protection | https://www.erico.com/part.asp?part=A928K017
H FRAME ONLY |  | H FRAME ONLY | PRICE KEY | ERICO CADWELD Frame | 119.08 |  | EA | BQ | 0 | 1 | Non-Stock |  |  |  |  | CADWELD | Molds | https://www.erico.com/part.asp?part=H FRAME ONLY
H MOLD ONLY |  | H MOLD ONLY | PRICE KEY | ERICO CADWELD Mold | 326.29 |  | EA | BK | 0 | 1 | Non-Stock |  |  |  |  | CADWELD | Molds | https://www.erico.com/part.asp?part=H MOLD ONLY
H MOLD W/FRAME |  | H MOLD W/FRAME | PRICE KEY | ERICO CADWELD Mold / Frame | 427.7 |  | EA | BK | 0 | 1 | Non-Stock |  |  |  |  | CADWELD | Molds | https://www.erico.com/part.asp?part=H MOLD W/FRAME
HDC1 | 78285630591 | HDC1 |  | Ground Rod Clamp, Rod to Conductor, Bronze, Silicon Bronze, 1" dia, #8 Solid-4/0 Stranded, 10 mm� Solid-95 mm� Stranded, 9/16" Wrench | 22.83 |  | EA | A2 | 0 | 50 | Stock |  | Silicon Bronze | 46182103 | EC000491 | Ground Matl & Access | Ground Rod Accessories | https://www.erico.com/part.asp?part=HDC1
HDC12 | 78285630586 | HDC12 |  | Ground Rod Clamp, Rod to Conductor, Bronze, Silicon Bronze, 1/2" dia, #10 Solid-#2 Stranded, 6 mm� Solid-25 mm� Stranded, 1/2" Wrench | 6.74 |  | EA | A2 | 0 | 50 | Stock |  | Silicon Bronze | 46182103 | EC000491 | Ground Matl & Access | Ground Rod Accessories | https://www.erico.com/part.asp?part=HDC12
HDC34 | 78285630589 | HDC34 |  | Ground Rod Clamp, Rod to Conductor, Bronze, Silicon Bronze, 3/4" dia, #8 Solid-1/0 Stranded, 10 mm� Solid-50 mm� Stranded, 9/16" Wrench | 8.91 |  | EA | A2 | 0 | 25 | Stock |  | Silicon Bronze | 46182103 | EC000491 | Ground Matl & Access | Ground Rod Accessories | https://www.erico.com/part.asp?part=HDC34
HDC34SP | 78285630590 | HDC34SP |  | Ground Rod Clamp, Rod to Conductor, Bronze, Silicon Bronze, 3/4" dia, #8 Solid-3/0 Stranded, 10 mm� Solid-70 mm� Stranded, 9/16" Wrench | 14.36 |  | EA | A2 | 0 | 25 | Stock |  | Silicon Bronze | 46182103 | EC000491 | Ground Matl & Access | Ground Rod Accessories | https://www.erico.com/part.asp?part=HDC34SP
HDC58 | 78285630588 | HDC58 |  | Ground Rod Clamp, Rod to Conductor, Bronze, Silicon Bronze, 5/8" dia, #8 Solid-1/0 Stranded, 10 mm� Solid-50 mm� Stranded, 9/16" Wrench | 8.76 |  | EA | A2 | 0 | 50 | Stock |  | Silicon Bronze | 46182103 | EC000491 | Ground Matl & Access | Ground Rod Accessories | https://www.erico.com/part.asp?part=HDC58
HDC58R | 78285630587 | HDC58R |  | Ground Rod Clamp, Rod to Conductor, Bronze, Silicon Bronze, 5/8" dia, #8 Solid-1/0 Stranded, 10 mm� Solid-50 mm� Stranded, 1/2" Wrench | 6.05 |  | EA | A2 | 0 | 50 | Stock |  | Silicon Bronze | 46182103 | EC000491 | Ground Matl & Access | Ground Rod Accessories | https://www.erico.com/part.asp?part=HDC58R
HSP10K12 | 78285647504 | HSP10K12 |  | High Speed Data Line Protector, 13 VDC | 418.95 |  | EA | E4 | 0 | 1 | Non-Stock |  |  | 39121610 | EC000943 | Surge Protection | Data and Signal Surge | https://www.erico.com/part.asp?part=HSP10K12
HSP10K230 | 78285647505 | HSP10K230 |  | High Speed Data Line Protector, 190 VDC | 263.83 |  | EA | E4 | 0 | 1 | Non-Stock |  |  | 39121610 | EC000943 | Surge Protection | Data and Signal Surge | https://www.erico.com/part.asp?part=HSP10K230
HSP10K36 | 78285647506 | HSP10K36 |  | High Speed Data Line Protector, 40 VDC | 459.9 |  | EA | E4 | 0 | 1 | Non-Stock |  |  | 39121610 | EC000943 | Surge Protection | Data and Signal Surge | https://www.erico.com/part.asp?part=HSP10K36
HSP10K72 | 78285644093 | HSP10K72 |  | High Speed Data Line Protector, 65 VDC | 418.95 |  | EA | E4 | 0 | 1 | Non-Stock |  |  | 39121610 | EC000943 | Surge Protection | Data and Signal Surge | https://www.erico.com/part.asp?part=HSP10K72
IBTB | 78285662545 | IBTB |  | Intersystem Bonding Termination Bar | 39.03 |  | EA | A2 | 0 | 10 | Stock |  |  | 46182103 | EC000490 | Ground Matl & Access | Connectors | https://www.erico.com/part.asp?part=IBTB
IH2600E | 78285699377 | IH2600E |  | Inspection Housing, Polyolefin, 18" x 12" x 12" (457 mm x 305 mm x 305 mm) | 731.17 |  | EA | A3 | 0 | 1 | Stock |  | Polyolefin |  |  | Ground Matl & Access | Ground Rod Accessories | https://www.erico.com/part.asp?part=383.06
A928K019 | 78285664510 | A928K019 |  | Hex Nut, Imperial Thread, 3/8 UNC | 0.86 | 0.344 | EA | F2 | 0.015 | 1 | Stock |  | Stainless Steel 18-8 (EN 1.4305) | 31161727 | EC000129 | Lightning Protection | Conventional Protection | https://www.erico.com/part.asp?part=A928K019
A928K021 | 78285664435 | A928K021 |  | Hex Nut, Imperial Thread, 1/2 UNC | 1.62 | 0.648 | EA | F2 | 0.035 | 1 | Stock |  | Stainless Steel 18-8 (EN 1.4305) | 31161727 | EC000129 | Lightning Protection | Conventional Protection | https://www.erico.com/part.asp?part=A928K021
A928K023 | 78285664561 | A928K023 |  | Hex Nut, Imperial Thread, 5/8 UNC | 1.84 | 0.736 | EA | F2 | 0.073 | 1 | Stock |  | Stainless Steel 18-8 (EN 1.4305) | 31161727 | EC000129 | Lightning Protection | Conventional Protection | https://www.erico.com/part.asp?part=A928K023
A928K025 | 78285688242 | A928K025 |  | Hex Nut, Imperial Thread, 3/4 UNC | 4.74 | 1.896 | EA | F2 | 0 | 1 | Non-Stock |  | Stainless Steel 18-8 (EN 1.4305) | 31161727 | EC000129 | Lightning Protection | Conventional Protection | https://www.erico.com/part.asp?part=A928K025
A928Q001 | 78285688243 | A928Q001 |  | Threaded Well Nut, 1/4 UNC | 4.39 | 1.756 | EA | F2 | 0 | 1 | Non-Stock |  | Neoprene, Brass | 31161714 | EC000129 | Lightning Protection | Conventional Protection | https://www.erico.com/part.asp?part=A928Q001
A929A095 | 78285664461 | A929A095 |  | Flat Washer, 0.734" dia | 0.32 | 0.128 | EA | F2 | 0.002 | 1 | Stock |  | Stainless Steel 18-8 (EN 1.4305) | 31161807 | EC000098 | Lightning Protection | Conventional Protection | https://www.erico.com/part.asp?part=A929A095
A929A097 | 78285664422 | A929A097 |  | Flat Washer, 0.875" dia | 0.19 | 0.076 | EA | F2 | 0.004 | 1 | Non-Stock |  | Stainless Steel 18-8 (EN 1.4305) | 31161807 | EC000098 | Lightning Protection | Conventional Protection | https://www.erico.com/part.asp?part=A929A097
A929A099 | 78285664436 | A929A099 |  | Flat Washer, 1" dia | 0.6 | 0.24 | EA | F2 | 0.007 | 1 | Stock |  | Stainless Steel 18-8 (EN 1.4305) | 31161807 | EC000098 | Lightning Protection | Conventional Protection | https://www.erico.com/part.asp?part=A929A099
A929A101 | 78285664442 | A929A101 |  | Flat Washer, 1.25" dia | 0.62 | 0.248 | EA | F2 | 0.02 | 1 | Stock |  | Stainless Steel 18-8 (EN 1.4305) | 31161807 | EC000098 | Lightning Protection | Conventional Protection | https://www.erico.com/part.asp?part=A929A101
IP900C | 78285671721 | IP900C |  | Inspection Housing, Concrete, 6" x 13" x 13" | 84.23 |  | EA | A3 | 0 | 1 | Stock |  | Concrete | 39121613 | EC000490 | Ground Matl & Access | Ground Rod Accessories | https://www.erico.com/part.asp?part=IP900C
A929A103 | 78285664562 | A929A103 |  | Flat Washer, 1.75" dia | 1.34 | 0.536 | EA | F2 | 0.022 | 1 | Non-Stock |  | Stainless Steel 18-8 (EN 1.4305) | 31161807 | EC000098 | Lightning Protection | Conventional Protection | https://www.erico.com/part.asp?part=A929A103
J FRAME ONLY |  | J FRAME ONLY | PRICE KEY | ERICO CADWELD Frame | 251.2 |  | EA | BQ | 0 | 1 | Non-Stock |  |  |  |  | CADWELD | Molds | https://www.erico.com/part.asp?part=J FRAME ONLY
J MOLD ONLY |  | J MOLD ONLY | PRICE KEY | ERICO CADWELD Mold | 816.16 |  | EA | BK | 0 | 1 | Non-Stock |  |  |  |  | CADWELD | Molds | https://www.erico.com/part.asp?part=J MOLD ONLY
J MOLD W/FRAME |  | J MOLD W/FRAME | PRICE KEY | ERICO CADWELD Mold / Frame | 1011.72 |  | EA | BK | 0 | 1 | Non-Stock |  |  |  |  | CADWELD | Molds | https://www.erico.com/part.asp?part=J MOLD W/FRAME
K FRAME ONLY |  | K FRAME ONLY | PRICE KEY | ERICO CADWELD Frame | 262.38 |  | EA | BQ | 0 | 1 | Non-Stock |  |  |  |  | CADWELD | Molds | https://www.erico.com/part.asp?part=K FRAME ONLY
K MOLD ONLY |  | K MOLD ONLY | PRICE KEY | ERICO CADWELD Mold | 895.62 |  | EA | BK | 0 | 1 | Non-Stock |  |  |  |  | CADWELD | Molds | https://www.erico.com/part.asp?part=K MOLD ONLY
K MOLD W/FRAME |  | K MOLD W/FRAME | PRICE KEY | ERICO CADWELD Mold / Frame | 1107.66 |  | EA | BK | 0 | 1 | Non-Stock |  |  |  |  | CADWELD | Molds | https://www.erico.com/part.asp?part=K MOLD W/FRAME
K217 | 78285668138 | K217 |  | Cable to Ground Rod or Other Rounds, GN, Copper-bonded, 0.625" dia, #6 Solid | 986.74 |  | EA | AG | 0 | 1 | Non-Stock |  |  | 39121457 | EC000490 | CADWELD | CADWELD Kits | https://www.erico.com/part.asp?part=K217
KITCDMV01 | 78285661294 | KITCDMV01 |  | ERICO CADWELD MULTI Multiple Connection Type Mold Kit | 1463.16 |  | EA | AG | 0 | 1 | Stock |  |  | 39121457 | EC000490 | CADWELD | CADWELD Kits | https://www.erico.com/part.asp?part=KITCDMV01
KUL | 78285658857 | KUL |  | Jumper Clamp for Telecom, #6 Solid | 6.49 |  | EA | A2 | 0 | 100 | Stock | Tinned | Bronze | 46182103 | EC000490 | Ground Matl & Access | Ground Rod Accessories | https://www.erico.com/part.asp?part=KUL
L159 | 78285630376 | L159 |  | Handle Clamp, D, F, J, Z Price Key | 180.39 |  | EA | BQ | 0 | 1 | Stock |  |  | 39121457 | EC000490 | CADWELD | CADWELD Tools & Accessories | https://www.erico.com/part.asp?part=L159
L160 | 78285630375 | L160 |  | Handle Clamp, C, E, Q, R Price Key | 171.1 |  | EA | BQ | 0 | 1 | Stock |  |  | 39121457 | EC000490 | CADWELD | CADWELD Tools & Accessories | https://www.erico.com/part.asp?part=L160
L163 | 78285670938 | L163 |  | Handle Clamp for Three-Piece Vertical Split Molds, 3 Price Key | 535.17 |  | EA | BQ | 0 | 1 | Stock |  |  | 39121457 | EC000490 | CADWELD | CADWELD Tools & Accessories | https://www.erico.com/part.asp?part=L163
L164 | 78285671047 | L164 |  | Handle Clamp for Three-Piece Vertical Split Molds, 4 Price Key | 288.57 |  | EA | BQ | 0 | 1 | Stock |  |  | 39121457 | EC000490 | CADWELD | CADWELD Tools & Accessories | https://www.erico.com/part.asp?part=L164
LANRJ45C6P | 78285693008 | LANRJ45C6P |  | Ethernet SPD for Cat 5/5E, Cat 6, PoE; 10kA/line | 218.12 |  | EA | E4 | 0 | 1 | Stock |  |  | 39121610 | EC000943 | Surge Protection | Data and Signal Surge | https://www.erico.com/part.asp?part=LANRJ45C6P
LCP01A | 78285644014 | LCP01A |  | Load Cell Protector | 605.37 |  | EA | E4 | 0 | 1 | Stock |  | Acrylonitrile Butadiene Styrene | 39121610 | EC000943 | Surge Protection | Data and Signal Surge | https://www.erico.com/part.asp?part=LCP01A
A929A105 | 78285688244 | A929A105 |  | Flat Washer, 2" dia | 2.89 | 1.156 | EA | F2 | 0 | 1 | Non-Stock |  | Stainless Steel 18-8 (EN 1.4305) | 31161807 | EC000098 | Lightning Protection | Conventional Protection | https://www.erico.com/part.asp?part=A929A105
A929B024 | 78285688245 | A929B024 |  | Split Washer, 0.586" dia | 0.69 | 0.276 | EA | B1 | 0 | 1 | Stock |  | Stainless Steel 18-8 (EN 1.4305) | 31161837 | EC000098 | Lightning Protection | Conventional Protection | https://www.erico.com/part.asp?part=A929B024
A929B040 | 78285688247 | A929B040 |  | Split Washer, 1.264" dia | 1.84 | 0.736 | EA | F2 | 0.035 | 1 | Non-Stock |  | Stainless Steel 18-8 (EN 1.4305) | 31161837 | EC000098 | Lightning Protection | Conventional Protection | https://www.erico.com/part.asp?part=A929B040
A929H001 | 78285688248 | A929H001 |  | Neoprene Sealing Washer, 0.5" dia | 1.47 | 0.588 | EA | F2 | 0.002 | 1 | Non-Stock |  | Neoprene | 31161818 | EC000098 | Lightning Protection | Conventional Protection | https://www.erico.com/part.asp?part=A929H001
A929H002 | 78285688249 | A929H002 |  | Neoprene Sealing Washer, 0.632" dia | 6.27 | 2.508 | EA | F2 | 0.001 | 1 | Non-Stock |  | Neoprene | 31161818 | EC000098 | Lightning Protection | Conventional Protection | https://www.erico.com/part.asp?part=A929H002
A929H003 | 78285688250 | A929H003 |  | Neoprene Sealing Washer, 0.763" dia | 3.24 | 1.296 | EA | F2 | 0 | 1 | Non-Stock |  | Neoprene | 31161818 | EC000098 | Lightning Protection | Conventional Protection | https://www.erico.com/part.asp?part=A929H003
A929H004 | 78285688251 | A929H004 |  | Neoprene Sealing Washer, 0.56" dia | 4.57 | 1.828 | EA | F2 | 0.004 | 1 | Non-Stock |  | Neoprene | 31161818 | EC000098 | Lightning Protection | Conventional Protection | https://www.erico.com/part.asp?part=A929H004
A929H005 | 78285664495 | A929H005 |  | Neoprene Sealing Washer, 0.75" dia | 5.82 | 2.328 | EA | F2 | 0.004 | 1 | Non-Stock |  | Neoprene | 31161818 | EC000098 | Lightning Protection | Conventional Protection | https://www.erico.com/part.asp?part=A929H005
A929H006 | 78285664620 | A929H006 |  | Neoprene Sealing Washer, 1.218" dia | 5.77 | 2.308 | EA | F2 | 0 | 1 | Non-Stock |  | Neoprene | 31161818 | EC000098 | Lightning Protection | Conventional Protection | https://www.erico.com/part.asp?part=A929H006
A930W004 | 78285634298 | A930W004 |  | Drive-In Anchor with Nail | 2.13 | 0.852 | EA | F2 | 0.013 | 1 | Stock |  | Steel | 31162107 | EC000048 | Lightning Protection | Conventional Protection | https://www.erico.com/part.asp?part=A930W004
A930W009 | 78285664473 | A930W009 |  | Expansion Shield Anchor | 20.86 | 8.344 | EA | F2 | 0.134 | 1 | Stock |  |  | 31162101 | EC000048 | Lightning Protection | Conventional Protection | https://www.erico.com/part.asp?part=A930W009
A930W011 | 78285664503 | A930W011 |  | Drop-in Anchor | 6.62 | 2.648 | EA | F2 | 0.115 | 1 | Stock |  | Steel |  |  | Lightning Protection | Conventional Protection | https://www.erico.com/part.asp?part=A930W011
A931A002 | 78285664455 | A931A002 |  | Roofing Nail, 4D Penny Size, 1 1/2" | 0.49 | 0.196 | EA | F2 | 0.007 | 1 | Stock |  | Stainless Steel 18-8 (EN 1.4305) | 31162005 | EC000103 | Lightning Protection | Conventional Protection | https://www.erico.com/part.asp?part=A931A002
A931A006 | 78285658888 | A931A006 |  | Roofing Nail, 8D Penny Size, 2 1/2" | 0.75 | 0.3 | EA | F2 | 0.011 | 1 | Non-Stock |  | Stainless Steel 18-8 (EN 1.4305) | 31162005 | EC000103 | Lightning Protection | Conventional Protection | https://www.erico.com/part.asp?part=A931A006
CSS1314050 | 78285686073 | CSS1314050 |  | 50 mm Offset Positioner, Solid Round Conductor, CBSC13, CBSC14 | 4.76 | 1.904 | EA | F2 | 0.24 | 25 | Non-Stock |  | Stainless Steel 18-8 (EN 1.4305), Stainless Steel 316 (EN 1.4401) | 39121621 | EC000508 | Lightning Protection | Conventional Protection | https://www.erico.com/part.asp?part=CSS1314050
ECSA250S250 | 78285679536 | ECSA250S250 |  | SPLICE, COMPRESSION, 250 TO 250 | 268.5 | 107.4 | EA | F2 | 0 | 1 | Stock |  |  |  |  | Lightning Protection | Conventional Protection | https://www.erico.com/part.asp?part=ECSA250S250
LPA100250 | 78285661316 | LPA100250 |  | Non-Insulated Stranded Conductor for Lightning Protection, Aluminum, Smooth Weave, 0.48" dia, 250', 98.64 kcmil | 1.94 | 0.776 | FT | F2 | 0 | 250 | Stock |  | Aluminum | 39121621 | EC001471 | Lightning Protection | Conventional Protection | https://www.erico.com/part.asp?part=LPA100250
LPA100500 | 78285663075 | LPA100500 |  | Non-Insulated Stranded Conductor for Lightning Protection, Aluminum, Smooth Weave, 0.48" dia, 500', 98.64 kcmil | 1.9 | 0.76 | FT | F2 | 0 | 500 | Stock |  | Aluminum | 39121621 | EC001471 | Lightning Protection | Conventional Protection | https://www.erico.com/part.asp?part=LPA100500
LPA100CTO | 78285669945 | LPA100CTO |  | Non-Insulated Stranded Conductor for Lightning Protection, Aluminum, Smooth Weave, 0.48" dia, 98.64 kcmil | 2.04 | 0.816 | FT | F2 | 0 | cto ft* | Non-Stock |  | Aluminum | 39121621 | EC001471 | Lightning Protection | Conventional Protection | https://www.erico.com/part.asp?part=LPA100CTO
LPA101500 | 78285664428 | LPA101500 |  | Non-Insulated Stranded Conductor for Lightning Protection, Aluminum, Smooth Weave, 0.52" dia, 500', 106.68 kcmil | 2.25 | 0.9 | FT | F2 | 0 | 500 | Stock |  | Aluminum | 39121621 | EC001471 | Lightning Protection | Conventional Protection | https://www.erico.com/part.asp?part=LPA101500
LPA101CTO | 78285674027 | LPA101CTO |  | Non-Insulated Stranded Conductor for Lightning Protection, Aluminum, Smooth Weave, 0.52" dia, 106.68 kcmil | 2.49 | 0.996 | FT | F2 | 0 | cto ft* | Non-Stock |  | Aluminum | 39121621 | EC001471 | Lightning Protection | Conventional Protection | https://www.erico.com/part.asp?part=LPA101CTO
LPA102500 | 78285664425 | LPA102500 |  | Non-Insulated Stranded Conductor for Lightning Protection, Aluminum, Smooth Weave, 0.55" dia, 500', 115.08 kcmil | 2.54 | 1.016 | FT | F2 | 0 | 500 | Stock |  | Aluminum | 39121621 | EC001471 | Lightning Protection | Conventional Protection | https://www.erico.com/part.asp?part=LPA102500
LPA102CTO | 78285674028 | LPA102CTO |  | Non-Insulated Stranded Conductor for Lightning Protection, Aluminum, Smooth Weave, 0.55" dia, 115.08 kcmil | 2.67 | 1.068 | FT | F2 | 0 | cto ft* | Non-Stock |  | Aluminum | 39121621 | EC001471 | Lightning Protection | Conventional Protection | https://www.erico.com/part.asp?part=LPA102CTO
LPA105250 | 78285664426 | LPA105250 |  | Non-Insulated Stranded Conductor for Lightning Protection, Aluminum, Concentric, 0.55" dia, 250', 211 kcmil | 3.29 | 1.316 | FT | F2 | 0 | 250 | Stock |  | Aluminum | 39121621 | EC001471 | Lightning Protection | Conventional Protection | https://www.erico.com/part.asp?part=LPA105250
LPA105500 | 78285664421 | LPA105500 |  | Non-Insulated Stranded Conductor for Lightning Protection, Aluminum, Concentric, 0.55" dia, 500', 211 kcmil | 3.39 | 1.356 | FT | F2 | 0 | 500 | Stock |  | Aluminum | 39121621 | EC001471 | Lightning Protection | Conventional Protection | https://www.erico.com/part.asp?part=LPA105500
LPA105CTO | 78285674025 | LPA105CTO |  | Non-Insulated Stranded Conductor for Lightning Protection, Aluminum, Concentric, 0.55" dia, 211 kcmil | 3.24 | 1.296 | FT | F2 | 0 | cto ft* | Non-Stock |  | Aluminum | 39121621 | EC001471 | Lightning Protection | Conventional Protection | https://www.erico.com/part.asp?part=LPA105CTO
LPA140500 | 78285664523 | LPA140500 |  | Non-Insulated Stranded Conductor for Lightning Protection, Aluminum, Smooth Weave, 0.35" dia, 500', 41.1 kcmil | 2.29 | 0.916 | FT | F2 | 0 | 500 | Non-Stock |  | Aluminum | 39121621 | EC001471 | Lightning Protection | Conventional Protection | https://www.erico.com/part.asp?part=LPA140500
LPA140CTO | 78285674002 | LPA140CTO |  | Non-Insulated Stranded Conductor for Lightning Protection, Aluminum, Smooth Weave, 0.35" dia, 41.1 kcmil | 2.48 | 0.992 | FT | F2 | 0 | cto ft* | Non-Stock |  | Aluminum | 39121621 | EC001471 | Lightning Protection | Conventional Protection | https://www.erico.com/part.asp?part=LPA140CTO
LPA141250 | 78285664458 | LPA141250 |  | Non-Insulated Solid Conductor, Aluminum, Bare, 250', 41.74 kcmil | 1.51 | 0.604 | FT | F2 | 0 | 250 | Stock | Bare | Aluminum | 26121634 | EC001471 | Lightning Protection | Conventional Protection | https://www.erico.com/part.asp?part=LPA141250
LPA141500 | 78285664437 | LPA141500 |  | Non-Insulated Solid Conductor, Aluminum, Bare, 500', 41.74 kcmil | 1.21 | 0.484 | FT | F2 | 0 | 500 | Stock | Bare | Aluminum | 26121634 | EC001471 | Lightning Protection | Conventional Protection | https://www.erico.com/part.asp?part=LPA141500
LPA141CTO | 78285673993 | LPA141CTO |  | Non-Insulated Solid Conductor, Aluminum, Bare, 41.74 kcmil | 2.56 | 1.024 | FT | F2 | 0 | cto ft* | Non-Stock | Bare | Aluminum | 26121634 | EC001471 | Lightning Protection | Conventional Protection | https://www.erico.com/part.asp?part=LPA141CTO
LPA221 | 78285642303 | LPA221 |  | Air Terminal, Imperial Thread, Aluminum, 1/2" dia, Sharp, 10" x 1/2 UNC | 20.45 | 8.18 | EA | F2 | 0 | 1 | Non-Stock |  | Aluminum | 39121621 | EC000505 | Lightning Protection | Conventional Protection | https://www.erico.com/part.asp?part=LPA221
LPA221ST | 78285642304 | LPA221ST |  | Air Terminal, Imperial Thread, Aluminum, 1/2" dia, Blunt, 10" x 1/2 UNC | 13.69 | 5.476 | EA | F2 | 0 | 1 | Stock |  | Aluminum | 39121621 | EC000505 | Lightning Protection | Conventional Protection | https://www.erico.com/part.asp?part=LPA221ST
LPA222 | 78285642305 | LPA222 |  | Air Terminal, Imperial Thread, Aluminum, 1/2" dia, Sharp, 12" x 1/2 UNC | 15.29 | 6.116 | EA | F2 | 0 | 1 | Stock |  | Aluminum | 39121621 | EC000505 | Lightning Protection | Conventional Protection | https://www.erico.com/part.asp?part=LPA222
LPA222ST | 78285642306 | LPA222ST |  | Air Terminal, Imperial Thread, Aluminum, 1/2" dia, Blunt, 12" x 1/2 UNC | 9.01 | 3.604 | EA | F2 | 0 | 1 | Stock |  | Aluminum | 39121621 | EC000505 | Lightning Protection | Conventional Protection | https://www.erico.com/part.asp?part=LPA222ST
LPA223 | 78285642307 | LPA223 |  | Air Terminal, Imperial Thread, Aluminum, 1/2" dia, Sharp, 15" x 1/2 UNC | 17.01 | 6.804 | EA | F2 | 0 | 1 | Non-Stock |  | Aluminum | 39121621 | EC000505 | Lightning Protection | Conventional Protection | https://www.erico.com/part.asp?part=LPA223
LPA223ST | 78285642308 | LPA223ST |  | Air Terminal, Imperial Thread, Aluminum, 1/2" dia, Blunt, 15" x 1/2 UNC | 9.56 | 3.824 | EA | F2 | 0 | 1 | Stock |  | Aluminum | 39121621 | EC000505 | Lightning Protection | Conventional Protection | https://www.erico.com/part.asp?part=LPA223ST
LPA224 | 78285664522 | LPA224 |  | Air Terminal, Imperial Thread, Aluminum, 1/2" dia, Sharp, 18" x 1/2 UNC | 25.26 | 10.104 | EA | F2 | 0 | 1 | Stock |  | Aluminum | 39121621 | EC000505 | Lightning Protection | Conventional Protection | https://www.erico.com/part.asp?part=LPA224
LPA224ST | 78285642309 | LPA224ST |  | Air Terminal, Imperial Thread, Aluminum, 1/2" dia, Blunt, 18" x 1/2 UNC | 11.47 | 4.588 | EA | F2 | 0 | 1 | Stock |  | Aluminum | 39121621 | EC000505 | Lightning Protection | Conventional Protection | https://www.erico.com/part.asp?part=LPA224ST
LPA225 | 78285642310 | LPA225 |  | Air Terminal, Imperial Thread, Aluminum, 1/2" dia, Sharp, 24" x 1/2 UNC | 24.44 | 9.776 | EA | F2 | 0 | 1 | Stock |  | Aluminum | 39121621 | EC000505 | Lightning Protection | Conventional Protection | https://www.erico.com/part.asp?part=LPA225
LPA225ST | 78285642311 | LPA225ST |  | Air Terminal, Imperial Thread, Aluminum, 1/2" dia, Blunt, 24" x 1/2 UNC | 13.79 | 5.516 | EA | F2 | 0 | 1 | Stock |  | Aluminum | 39121621 | EC000505 | Lightning Protection | Conventional Protection | https://www.erico.com/part.asp?part=LPA225ST
LPA226 | 78285642312 | LPA226 |  | Air Terminal, Imperial Thread, Aluminum, 1/2" dia, Sharp, 30" x 1/2 UNC | 32.96 | 13.184 | EA | F2 | 0 | 1 | Non-Stock |  | Aluminum | 39121621 | EC000505 | Lightning Protection | Conventional Protection | https://www.erico.com/part.asp?part=LPA226
LPA226ST | 78285642313 | LPA226ST |  | Air Terminal, Imperial Thread, Aluminum, 1/2" dia, Blunt, 30" x 1/2 UNC | 20.1 | 8.04 | EA | F2 | 0 | 1 | Non-Stock |  | Aluminum | 39121621 | EC000505 | Lightning Protection | Conventional Protection | https://www.erico.com/part.asp?part=LPA226ST
LPA227ST | 78285642315 | LPA227ST |  | Air Terminal, Imperial Thread, Aluminum, 1/2" dia, Blunt, 36" x 1/2 UNC | 21.98 | 8.792 | EA | F2 | 0 | 1 | Stock |  | Aluminum | 39121621 | EC000505 | Lightning Protection | Conventional Protection | https://www.erico.com/part.asp?part=LPA227ST
LPA228 | 78285642316 | LPA228 |  | Air Terminal, Imperial Thread, Aluminum, 1/2" dia, Sharp, 48" x 1/2 UNC | 49.42 | 19.768 | EA | F2 | 0 | 1 | Non-Stock |  | Aluminum | 39121621 | EC000505 | Lightning Protection | Conventional Protection | https://www.erico.com/part.asp?part=LPA228
LPA228ST | 78285642317 | LPA228ST |  | Air Terminal, Imperial Thread, Aluminum, 1/2" dia, Blunt, 48" x 1/2 UNC | 26.43 | 10.572 | EA | F2 | 0 | 1 | Stock |  | Aluminum | 39121621 | EC000505 | Lightning Protection | Conventional Protection | https://www.erico.com/part.asp?part=LPA228ST
LPA241 | 78285642318 | LPA241 |  | Air Terminal, Imperial Thread, Aluminum, 5/8" dia, Sharp, 10" x 5/8 UNC | 17.17 | 6.868 | EA | F2 | 0 | 1 | Non-Stock |  | Aluminum | 39121621 | EC000505 | Lightning Protection | Conventional Protection | https://www.erico.com/part.asp?part=LPA241
LPA241ST | 78285642319 | LPA241ST |  | Air Terminal, Imperial Thread, Aluminum, 5/8" dia, Blunt, 10" x 5/8 UNC | 11.1 | 4.44 | EA | F2 | 0 | 1 | Non-Stock |  | Aluminum | 39121621 | EC000505 | Lightning Protection | Conventional Protection | https://www.erico.com/part.asp?part=LPA241ST
LPA242 | 78285642320 | LPA242 |  | Air Terminal, Imperial Thread, Aluminum, 5/8" dia, Sharp, 12" x 5/8 UNC | 19.2 | 7.68 | EA | F2 | 0 | 1 | Non-Stock |  | Aluminum | 39121621 | EC000505 | Lightning Protection | Conventional Protection | https://www.erico.com/part.asp?part=LPA242
LPA242ST | 78285642321 | LPA242ST |  | Air Terminal, Imperial Thread, Aluminum, 5/8" dia, Blunt, 12" x 5/8 UNC | 12.12 | 4.848 | EA | F2 | 0 | 1 | Stock |  | Aluminum | 39121621 | EC000505 | Lightning Protection | Conventional Protection | https://www.erico.com/part.asp?part=LPA242ST
LPA243 | 78285642322 | LPA243 |  | Air Terminal, Imperial Thread, Aluminum, 5/8" dia, Sharp, 15" x 5/8 UNC | 23.91 | 9.564 | EA | F2 | 0 | 1 | Non-Stock |  | Aluminum | 39121621 | EC000505 | Lightning Protection | Conventional Protection | https://www.erico.com/part.asp?part=LPA243
LPA243ST | 78285642323 | LPA243ST |  | Air Terminal, Imperial Thread, Aluminum, 5/8" dia, Blunt, 15" x 5/8 UNC | 14.4 | 5.76 | EA | F2 | 0 | 1 | Stock |  | Aluminum | 39121621 | EC000505 | Lightning Protection | Conventional Protection | https://www.erico.com/part.asp?part=LPA243ST
LPA244 | 78285642324 | LPA244 |  | Air Terminal, Imperial Thread, Aluminum, 5/8" dia, Sharp, 18" x 5/8 UNC | 31.39 | 12.556 | EA | F2 | 0 | 1 | Non-Stock |  | Aluminum | 39121621 | EC000505 | Lightning Protection | Conventional Protection | https://www.erico.com/part.asp?part=LPA244
LPA244ST | 78285642325 | LPA244ST |  | Air Terminal, Imperial Thread, Aluminum, 5/8" dia, Blunt, 18" x 5/8 UNC | 17.39 | 6.956 | EA | F2 | 0 | 1 | Stock |  | Aluminum | 39121621 | EC000505 | Lightning Protection | Conventional Protection | https://www.erico.com/part.asp?part=LPA244ST
LPA245 | 78285642326 | LPA245 |  | Air Terminal, Imperial Thread, Aluminum, 5/8" dia, Sharp, 24" x 5/8 UNC | 32.31 | 12.924 | EA | F2 | 0 | 1 | Stock |  | Aluminum | 39121621 | EC000505 | Lightning Protection | Conventional Protection | https://www.erico.com/part.asp?part=LPA245
LPA245ST | 78285642327 | LPA245ST |  | Air Terminal, Imperial Thread, Aluminum, 5/8" dia, Blunt, 24" x 5/8 UNC | 21.23 | 8.492 | EA | F2 | 0 | 1 | Stock |  | Aluminum | 39121621 | EC000505 | Lightning Protection | Conventional Protection | https://www.erico.com/part.asp?part=LPA245ST
LPA246 | 78285642328 | LPA246 |  | Air Terminal, Imperial Thread, Aluminum, 5/8" dia, Sharp, 30" x 5/8 UNC | 35.05 | 14.02 | EA | F2 | 0 | 1 | Non-Stock |  | Aluminum | 39121621 | EC000505 | Lightning Protection | Conventional Protection | https://www.erico.com/part.asp?part=LPA246
LPA246ST | 78285642329 | LPA246ST |  | Air Terminal, Imperial Thread, Aluminum, 5/8" dia, Blunt, 30" x 5/8 UNC | 27.57 | 11.028 | EA | F2 | 0 | 1 | Non-Stock |  | Aluminum | 39121621 | EC000505 | Lightning Protection | Conventional Protection | https://www.erico.com/part.asp?part=LPA246ST
LPA247 | 78285642330 | LPA247 |  | Air Terminal, Imperial Thread, Aluminum, 5/8" dia, Sharp, 36" x 5/8 UNC | 47.12 | 18.848 | EA | F2 | 0 | 1 | Non-Stock |  | Aluminum | 39121621 | EC000505 | Lightning Protection | Conventional Protection | https://www.erico.com/part.asp?part=LPA247
LPA247ST | 78285642331 | LPA247ST |  | Air Terminal, Imperial Thread, Aluminum, 5/8" dia, Blunt, 36" x 5/8 UNC | 28.96 | 11.584 | EA | F2 | 0 | 1 | Stock |  | Aluminum | 39121621 | EC000505 | Lightning Protection | Conventional Protection | https://www.erico.com/part.asp?part=LPA247ST
LPA248 | 78285642332 | LPA248 |  | Air Terminal, Imperial Thread, Aluminum, 5/8" dia, Sharp, 48" x 5/8 UNC | 58.81 | 23.524 | EA | F2 | 0 | 1 | Non-Stock |  | Aluminum | 39121621 | EC000505 | Lightning Protection | Conventional Protection | https://www.erico.com/part.asp?part=LPA248
LPA248ST | 78285642333 | LPA248ST |  | Air Terminal, Imperial Thread, Aluminum, 5/8" dia, Blunt, 48" x 5/8 UNC | 39.24 | 15.696 | EA | F2 | 0 | 1 | Stock |  | Aluminum | 39121621 | EC000505 | Lightning Protection | Conventional Protection | https://www.erico.com/part.asp?part=LPA248ST
LPA252 | 78285642334 | LPA252 |  | Air Terminal, Tubular with Contact Pad, Aluminum, 12" | 70.17 | 28.068 | EA | F2 | 0 | 1 | Stock |  | Aluminum | 39121621 | EC000505 | Lightning Protection | Conventional Protection | https://www.erico.com/part.asp?part=LPA252
LPA254 | 78285642336 | LPA254 |  | Air Terminal, Tubular with Contact Pad, Aluminum, 18" | 65.28 | 26.112 | EA | F2 | 0 | 1 | Non-Stock |  | Aluminum | 39121621 | EC000505 | Lightning Protection | Conventional Protection | https://www.erico.com/part.asp?part=LPA254
LPA255 | 78285642337 | LPA255 |  | Air Terminal, Tubular with Contact Pad, Aluminum, 24" | 146.28 | 58.512 | EA | F2 | 0 | 1 | Non-Stock |  | Aluminum | 39121621 | EC000505 | Lightning Protection | Conventional Protection | https://www.erico.com/part.asp?part=LPA255
LPA262 | 78285642338 | LPA262 |  | Air Terminal, Tubular, Imperial Thread, Aluminum, 12" | 155.26 | 62.104 | EA | F2 | 0 | 1 | Non-Stock |  | Aluminum | 39121621 | EC000505 | Lightning Protection | Conventional Protection | https://www.erico.com/part.asp?part=LPA262
LPA264 | 78285642340 | LPA264 |  | Air Terminal, Tubular, Imperial Thread, Aluminum, 18" | 109.91 | 43.964 | EA | F2 | 0 | 1 | Non-Stock |  | Aluminum | 39121621 | EC000505 | Lightning Protection | Conventional Protection | https://www.erico.com/part.asp?part=LPA264
LPA265 | 78285642341 | LPA265 |  | Air Terminal, Tubular, Imperial Thread, Aluminum, 24" | 151.78 | 60.712 | EA | F2 | 0 | 1 | Non-Stock |  | Aluminum | 39121621 | EC000505 | Lightning Protection | Conventional Protection | https://www.erico.com/part.asp?part=LPA265
LPA272CTO | 78285674046 | LPA272CTO |  | Extension Rod, Imperial Thread, Aluminum, 1/2 UNC | 24.82 | 9.928 | FT | F2 | 0 | per 12" | Non-Stock |  | Aluminum | 39121621 | EC000505 | Lightning Protection | Conventional Protection | https://www.erico.com/part.asp?part=LPA272CTO
LPA273CTO | 78285674049 | LPA273CTO |  | Extension Rod, Imperial Thread, Aluminum, 5/8 UNC | 26.37 | 10.548 | FT | F2 | 0 | per 12" | Non-Stock |  | Aluminum | 39121621 | EC000505 | Lightning Protection | Conventional Protection | https://www.erico.com/part.asp?part=LPA273CTO
LPA27512 | 78285642342 | LPA27512 |  | Spring Point Adaptor, Imperial Thread, Aluminum, 1/2 UNC | 90.83 | 36.332 | EA | F2 | 0 | 1 | Non-Stock |  | Aluminum | 39121621 | EC000505 | Lightning Protection | Conventional Protection | https://www.erico.com/part.asp?part=LPA27512
LPA27558 | 78285642343 | LPA27558 |  | Spring Point Adaptor, Imperial Thread, Aluminum, 5/8 UNC | 116.52 | 46.608 | EA | F2 | 0 | 1 | Non-Stock |  | Aluminum | 39121621 | EC000505 | Lightning Protection | Conventional Protection | https://www.erico.com/part.asp?part=LPA27558
LPA27812 | 78285642344 | LPA27812 |  | Safety Ball Attachment, Imperial Thread, Aluminum, 1/2 UNC | 27.4 | 10.96 | EA | F2 | 0 | 1 | Non-Stock |  | Aluminum | 39121621 | EC000505 | Lightning Protection | Conventional Protection | https://www.erico.com/part.asp?part=LPA27812
LPA27858 | 78285642345 | LPA27858 |  | Safety Ball Attachment, Imperial Thread, Aluminum, 5/8 UNC | 29.79 | 11.916 | EA | F2 | 0 | 1 | Non-Stock |  | Aluminum | 39121621 | EC000505 | Lightning Protection | Conventional Protection | https://www.erico.com/part.asp?part=LPA27858
LPA2832F2F | 78285642346 | LPA2832F2F |  | Female-Female Swivel Adaptor, Imperial Thread, Aluminum, 1/2 UNC, 1/2 UNC | 33.26 | 13.304 | EA | F2 | 0 | 1 | Stock |  | Aluminum | 39121621 | EC010410 | Lightning Protection | Conventional Protection | https://www.erico.com/part.asp?part=LPA2832F2F
LPA2832F2M | 78285642347 | LPA2832F2M |  | Female-Male Swivel Adaptor, Imperial Thread, Aluminum, 1/2 UNC, 1/2 UNC | 33.26 | 13.304 | EA | F2 | 0 | 1 | Stock |  | Aluminum | 39121621 | EC010410 | Lightning Protection | Conventional Protection | https://www.erico.com/part.asp?part=LPA2832F2M
LPA2842F5F | 78285642348 | LPA2842F5F |  | Female-Female Swivel Adaptor, Imperial Thread, Aluminum, 1/2 UNC, 5/8 UNC | 33.75 | 13.5 | EA | F2 | 0 | 1 | Non-Stock |  | Aluminum | 39121621 | EC010410 | Lightning Protection | Conventional Protection | https://www.erico.com/part.asp?part=LPA2842F5F
LPA2842F5M | 78285642349 | LPA2842F5M |  | Female-Male Swivel Adaptor, Imperial Thread, Aluminum, 1/2 UNC, 5/8 UNC | 31.96 | 12.784 | EA | F2 | 0 | 1 | Non-Stock |  | Aluminum | 39121621 | EC010410 | Lightning Protection | Conventional Protection | https://www.erico.com/part.asp?part=LPA2842F5M
LPA2845F2M | 78285642350 | LPA2845F2M |  | Female-Male Swivel Adaptor, Imperial Thread, Aluminum, 5/8 UNC, 1/2 UNC | 31.96 | 12.784 | EA | F2 | 0 | 1 | Non-Stock |  | Aluminum | 39121621 | EC010410 | Lightning Protection | Conventional Protection | https://www.erico.com/part.asp?part=LPA2845F2M
LPA2855F5F | 78285642351 | LPA2855F5F |  | Female-Female Swivel Adaptor, Imperial Thread, Aluminum, 5/8 UNC, 5/8 UNC | 41.88 | 16.752 | EA | F2 | 0 | 1 | Non-Stock |  | Aluminum | 39121621 | EC010410 | Lightning Protection | Conventional Protection | https://www.erico.com/part.asp?part=LPA2855F5F
LPA2855F5M | 78285642352 | LPA2855F5M |  | Female-Male Swivel Adaptor, Imperial Thread, Aluminum, 5/8 UNC, 5/8 UNC | 47.13 | 18.852 | EA | F2 | 0 | 1 | Stock |  | Aluminum | 39121621 | EC010410 | Lightning Protection | Conventional Protection | https://www.erico.com/part.asp?part=LPA2855F5M
LPA2932F2F | 78285642353 | LPA2932F2F |  | Female-Female Adaptor, Imperial Thread, Aluminum, 1/2 UNC, 1/2 UNC | 19.27 | 7.708 | EA | F2 | 0 | 1 | Stock |  | Aluminum | 39121621 | EC002360 | Lightning Protection | Conventional Protection | https://www.erico.com/part.asp?part=LPA2932F2F
LPA2932F2M | 78285642354 | LPA2932F2M |  | Female-Male Adaptor, Imperial Thread, Aluminum, 1/2 UNC, 1/2 UNC | 19.88 | 7.952 | EA | F2 | 0 | 1 | Non-Stock |  | Aluminum | 39121621 | EC002360 | Lightning Protection | Conventional Protection | https://www.erico.com/part.asp?part=LPA2932F2M
LPA2932M2M | 78285642355 | LPA2932M2M |  | Male-Male Adaptor, Imperial Thread, Aluminum, 1/2 UNC, 1/2 UNC | 19.88 | 7.952 | EA | F2 | 0 | 1 | Non-Stock |  | Aluminum | 39121621 | EC002360 | Lightning Protection | Conventional Protection | https://www.erico.com/part.asp?part=LPA2932M2M
LPA2942F5F | 78285642356 | LPA2942F5F |  | Female-Female Adaptor, Imperial Thread, Aluminum, 1/2 UNC, 5/8 UNC | 19.88 | 7.952 | EA | F2 | 0 | 1 | Non-Stock |  | Aluminum | 39121621 | EC002360 | Lightning Protection | Conventional Protection | https://www.erico.com/part.asp?part=LPA2942F5F
LPA2942F5M | 78285642357 | LPA2942F5M |  | Female-Male Adaptor, Imperial Thread, Aluminum, 1/2 UNC, 5/8 UNC | 19.88 | 7.952 | EA | F2 | 0 | 1 | Non-Stock |  | Aluminum | 39121621 | EC002360 | Lightning Protection | Conventional Protection | https://www.erico.com/part.asp?part=LPA2942F5M
LPA2945F2M | 78285642358 | LPA2945F2M |  | Female-Male Adaptor, Imperial Thread, Aluminum, 5/8 UNC, 1/2 UNC | 19.27 | 7.708 | EA | F2 | 0 | 1 | Stock |  | Aluminum | 39121621 | EC002360 | Lightning Protection | Conventional Protection | https://www.erico.com/part.asp?part=LPA2945F2M
LPA2955F5F | 78285642360 | LPA2955F5F |  | Female-Female Adaptor, Imperial Thread, Aluminum, 5/8 UNC, 5/8 UNC | 18.28 | 7.312 | EA | F2 | 0 | 1 | Non-Stock |  | Aluminum | 39121621 | EC002360 | Lightning Protection | Conventional Protection | https://www.erico.com/part.asp?part=LPA2955F5F
LPA2955F5M | 78285642361 | LPA2955F5M |  | Female-Male Adaptor, Imperial Thread, Aluminum, 5/8 UNC, 5/8 UNC | 24.76 | 9.904 | EA | F2 | 0 | 1 | Non-Stock |  | Aluminum | 39121621 | EC002360 | Lightning Protection | Conventional Protection | https://www.erico.com/part.asp?part=LPA2955F5M
LPA2955M5M | 78285642362 | LPA2955M5M |  | Male-Male Adaptor, Imperial Thread, Aluminum, 5/8 UNC, 5/8 UNC | 18.11 | 7.244 | EA | F2 | 0 | 1 | Non-Stock |  | Aluminum | 39121621 | EC002360 | Lightning Protection | Conventional Protection | https://www.erico.com/part.asp?part=LPA2955M5M
LPA29612 | 78285658491 | LPA29612 |  | Right Angle Extension Adaptor, Aluminum, 1/2 UNC, 1/2 UNC | 38.82 | 15.528 | EA | F2 | 0 | 1 | Stock |  | Aluminum | 39121621 | EC000505 | Lightning Protection | Conventional Protection | https://www.erico.com/part.asp?part=LPA29612
LPA29658 | 78285658492 | LPA29658 |  | Right Angle Extension Adaptor, Aluminum, 5/8 UNC, 5/8 UNC | 42.2 | 16.88 | EA | F2 | 0 | 1 | Non-Stock |  | Aluminum | 39121621 | EC000505 | Lightning Protection | Conventional Protection | https://www.erico.com/part.asp?part=LPA29658
LPA30212 | 78285658457 | LPA30212 |  | Air Terminal Base, Stamped Adjustable, Imperial Thread, Aluminum, 1/2 UNC, Flat | 21.17 | 8.468 | EA | F2 | 0 | 1 | Stock |  | Aluminum | 39121621 | EC001626 | Lightning Protection | Conventional Protection | https://www.erico.com/part.asp?part=LPA30212
LPA30212V | 78285658464 | LPA30212V |  | Air Terminal Base, Stamped Adjustable, Imperial Thread, Aluminum, 1/2 UNC, Vertical | 21.95 | 8.78 | EA | F2 | 0 | 1 | Non-Stock |  | Aluminum | 39121621 | EC001626 | Lightning Protection | Conventional Protection | https://www.erico.com/part.asp?part=LPA30212V
LPA30258 | 78285658458 | LPA30258 |  | Air Terminal Base, Stamped Adjustable, Imperial Thread, Aluminum, 5/8 UNC, Flat | 21.17 | 8.468 | EA | F2 | 0 | 1 | Stock |  | Aluminum | 39121621 | EC001626 | Lightning Protection | Conventional Protection | https://www.erico.com/part.asp?part=LPA30258
LPA30258V | 78285658465 | LPA30258V |  | Air Terminal Base, Stamped Adjustable, Imperial Thread, Aluminum, 5/8 UNC, Vertical | 24.62 | 9.848 | EA | F2 | 0 | 1 | Non-Stock |  | Aluminum | 39121621 | EC001626 | Lightning Protection | Conventional Protection | https://www.erico.com/part.asp?part=LPA30258V
LPA30412 | 78285664518 | LPA30412 |  | Air Terminal Base, Stamped Narrow, Imperial Thread, Aluminum, 1/2 UNC | 26.16 | 10.464 | EA | F2 | 0 | 1 | Stock |  | Aluminum | 39121621 | EC001626 | Lightning Protection | Conventional Protection | https://www.erico.com/part.asp?part=LPA30412
LPA30458 | 78285664553 | LPA30458 |  | Air Terminal Base, Stamped Narrow, Imperial Thread, Aluminum, 5/8 UNC | 26.11 | 10.444 | EA | F2 | 0 | 1 | Non-Stock |  | Aluminum | 39121621 | EC001626 | Lightning Protection | Conventional Protection | https://www.erico.com/part.asp?part=LPA30458
LPA30512 | 78285664448 | LPA30512 |  | Air Terminal Base, Imperial Thread, Aluminum, Bare, 1/2 UNC, Horizontal or Vertical | 27.4 | 10.96 | EA | F2 | 0 | 1 | Stock | Bare | Aluminum | 39121621 | EC001626 | Lightning Protection | Conventional Protection | https://www.erico.com/part.asp?part=LPA30512
LPA30512THRU | 78285670478 | LPA30512THRU |  | Air Terminal Base, Imperial Thread, Aluminum, Bare, 1/2 UNC, Horizontal or Vertical | 34.25 | 13.7 | EA | F2 | 0 | 1 | Stock | Bare | Aluminum | 39121621 | EC001626 | Lightning Protection | Conventional Protection | https://www.erico.com/part.asp?part=LPA30512THRU
LPA30558H | 78285664493 | LPA30558H |  | Air Terminal Base, Imperial Thread, Aluminum, Bare, 5/8 UNC, Horizontal | 27.71 | 11.084 | EA | F2 | 0 | 1 | Stock | Bare | Aluminum | 39121621 | EC001626 | Lightning Protection | Conventional Protection | https://www.erico.com/part.asp?part=LPA30558H
LPA30558THRU | 78285670481 | LPA30558THRU |  | Air Terminal Base, Imperial Thread, Aluminum, Bare, 5/8 UNC, Horizontal | 32.96 | 13.184 | EA | F2 | 0 | 1 | Non-Stock | Bare | Aluminum | 39121621 | EC001626 | Lightning Protection | Conventional Protection | https://www.erico.com/part.asp?part=LPA30558THRU
LPA30558V | 78285663076 | LPA30558V |  | Air Terminal Base, Imperial Thread, Aluminum, Bare, 5/8 UNC, Vertical | 26.59 | 10.636 | EA | F2 | 0 | 1 | Stock | Bare | Aluminum | 39121621 | EC001626 | Lightning Protection | Conventional Protection | https://www.erico.com/part.asp?part=LPA30558V
LPA30912 | 78285664468 | LPA30912 |  | Air Terminal Base, Horizontal Mount, Imperial Thread, Aluminum, 1/2 UNC | 31.37 | 12.548 | EA | F2 | 0 | 1 | Stock |  | Aluminum | 39121621 | EC001626 | Lightning Protection | Conventional Protection | https://www.erico.com/part.asp?part=LPA30912
LPA30958 | 78285642369 | LPA30958 |  | Air Terminal Base, Horizontal Mount, Imperial Thread, Aluminum, 5/8 UNC | 28.68 | 11.472 | EA | F2 | 0 | 1 | Stock |  | Aluminum | 39121621 | EC001626 | Lightning Protection | Conventional Protection | https://www.erico.com/part.asp?part=LPA30958
LPA31212 | 78285642374 | LPA31212 |  | Air Terminal Base, Stamped Ridge Mount, Imperial Thread, Aluminum, 1/2 UNC x 12" | 55.67 | 22.268 | EA | F2 | 0 | 1 | Stock |  | Aluminum | 39121621 | EC001626 | Lightning Protection | Conventional Protection | https://www.erico.com/part.asp?part=LPA31212
LPA31258 | 78285642375 | LPA31258 |  | Air Terminal Base, Stamped Ridge Mount, Imperial Thread, Aluminum, 5/8 UNC x 12" | 48.76 | 19.504 | EA | F2 | 0 | 1 | Non-Stock |  | Aluminum | 39121621 | EC001626 | Lightning Protection | Conventional Protection | https://www.erico.com/part.asp?part=LPA31258
LPA31512 | 78285642378 | LPA31512 |  | Air Terminal Base, Stamped Ridge Mount, Imperial Thread, Aluminum, 1/2 UNC x 8" | 56.3 | 22.52 | EA | F2 | 0 | 1 | Stock |  | Aluminum | 39121621 | EC001626 | Lightning Protection | Conventional Protection | https://www.erico.com/part.asp?part=LPA31512
LPA31558 | 78285642379 | LPA31558 |  | Air Terminal Base, Stamped Ridge Mount, Imperial Thread, Aluminum, 5/8 UNC x 8" | 54.59 | 21.836 | EA | F2 | 0 | 1 | Stock |  | Aluminum | 39121621 | EC001626 | Lightning Protection | Conventional Protection | https://www.erico.com/part.asp?part=LPA31558
LPA31812 | 78285642384 | LPA31812 |  | Air Terminal Base, Vertical Mount, Imperial Thread, Aluminum, 1/2 UNC | 29.72 | 11.888 | EA | F2 | 0 | 1 | Stock |  | Aluminum | 39121621 | EC001626 | Lightning Protection | Conventional Protection | https://www.erico.com/part.asp?part=LPA31812
LPA31858 | 78285642385 | LPA31858 |  | Air Terminal Base, Vertical Mount, Imperial Thread, Aluminum, 5/8 UNC | 29.4 | 11.76 | EA | F2 | 0 | 1 | Stock |  | Aluminum | 39121621 | EC001626 | Lightning Protection | Conventional Protection | https://www.erico.com/part.asp?part=LPA31858
LPA31912 | 78285642386 | LPA31912 |  | Air Terminal Base, Vertical Mount with Offset, Imperial Thread, Aluminum, Bare, 1/2 UNC | 33.26 | 13.304 | EA | F2 | 0 | 1 | Stock | Bare | Aluminum | 39121621 | EC001626 | Lightning Protection | Conventional Protection | https://www.erico.com/part.asp?part=LPA31912
LPA31958 | 78285642387 | LPA31958 |  | Air Terminal Base, Vertical Mount with Offset, Imperial Thread, Aluminum, Bare, 5/8 UNC | 31.96 | 12.784 | EA | F2 | 0 | 1 | Non-Stock | Bare | Aluminum | 39121621 | EC001626 | Lightning Protection | Conventional Protection | https://www.erico.com/part.asp?part=LPA31958
LPA32112 | 78285642390 | LPA32112 |  | Air Terminal Base, In-line, Imperial Thread, Aluminum, 1/2 UNC | 28.54 | 11.416 | EA | F2 | 0 | 1 | Stock |  | Aluminum | 39121621 | EC001626 | Lightning Protection | Conventional Protection | https://www.erico.com/part.asp?part=LPA32112
LPA32158 | 78285642391 | LPA32158 |  | Air Terminal Base, In-line, Imperial Thread, Aluminum, 5/8 UNC | 29.38 | 11.752 | EA | F2 | 0 | 1 | Stock |  | Aluminum | 39121621 | EC001626 | Lightning Protection | Conventional Protection | https://www.erico.com/part.asp?part=LPA32158
LPA330 | 78285664532 | LPA330 |  | Cable/Point Pipe Support, Aluminum, Bare, 1.4"�1.75" OD | 46.49 | 18.596 | EA | F2 | 0 | 1 | Stock | Bare | Aluminum | 39121621 | EC000508 | Lightning Protection | Conventional Protection | https://www.erico.com/part.asp?part=LPA330
LPA331 | 78285664556 | LPA331 |  | Cable/Point Pipe Support, Aluminum, Bare, 1.85"�2.75" OD | 49.56 | 19.824 | EA | F2 | 0 | 1 | Non-Stock | Bare | Aluminum | 39121621 | EC000508 | Lightning Protection | Conventional Protection | https://www.erico.com/part.asp?part=LPA331
LPA34012 | 78285642427 | LPA34012 |  | Air Terminal Base, Horizontal Bond, Imperial Thread, Aluminum, 1/2 UNC | 29.72 | 11.888 | EA | F2 | 0 | 1 | Stock |  | Aluminum | 39121621 | EC001626 | Lightning Protection | Conventional Protection | https://www.erico.com/part.asp?part=LPA34012
LPA34058 | 78285642428 | LPA34058 |  | Air Terminal Base, Horizontal Bond, Imperial Thread, Aluminum, 5/8 UNC | 28.54 | 11.416 | EA | F2 | 0 | 1 | Non-Stock |  | Aluminum | 39121621 | EC001626 | Lightning Protection | Conventional Protection | https://www.erico.com/part.asp?part=LPA34058
LPA34512 | 78285642433 | LPA34512 |  | Air Terminal Base, Ridge Mount, Imperial Thread, Aluminum, 1/2 UNC | 47.96 | 19.184 | EA | F2 | 0 | 1 | Stock |  | Aluminum | 39121621 | EC001626 | Lightning Protection | Conventional Protection | https://www.erico.com/part.asp?part=LPA34512
LPA34558 | 78285642434 | LPA34558 |  | Air Terminal Base, Ridge Mount, Imperial Thread, Aluminum, 5/8 UNC | 47.51 | 19.004 | EA | F2 | 0 | 1 | Non-Stock |  | Aluminum | 39121621 | EC001626 | Lightning Protection | Conventional Protection | https://www.erico.com/part.asp?part=LPA34558
LPA34712 | 78285642437 | LPA34712 |  | Air Terminal Base, Sloped Roof, Imperial Thread, Aluminum, 1/2 UNC | 59.64 | 23.856 | EA | F2 | 0 | 1 | Stock |  | Aluminum | 39121621 | EC001626 | Lightning Protection | Conventional Protection | https://www.erico.com/part.asp?part=LPA34712
LPA34758 | 78285642438 | LPA34758 |  | Air Terminal Base, Sloped Roof, Imperial Thread, Aluminum, 5/8 UNC | 54.85 | 21.94 | EA | F2 | 0 | 1 | Non-Stock |  | Aluminum | 39121621 | EC001626 | Lightning Protection | Conventional Protection | https://www.erico.com/part.asp?part=LPA34758
LPA34812 | 78285642439 | LPA34812 |  | Air Terminal Base, Standing Seam, Imperial Thread, Aluminum, 1/2 UNC | 61.15 | 24.46 | EA | F2 | 0 | 1 | Stock |  | Aluminum | 39121621 | EC001626 | Lightning Protection | Conventional Protection | https://www.erico.com/part.asp?part=LPA34812
LPA34858 | 78285642440 | LPA34858 |  | Air Terminal Base, Standing Seam, Imperial Thread, Aluminum, 5/8 UNC | 61.15 | 24.46 | EA | F2 | 0 | 1 | Non-Stock |  | Aluminum | 39121621 | EC001626 | Lightning Protection | Conventional Protection | https://www.erico.com/part.asp?part=LPA34858
LPA37112 | 78285664524 | LPA37112 |  | Air Terminal Base, Pipe Mount, Imperial Thread, Aluminum, 1/2 UNC | 45.58 | 18.232 | EA | F2 | 0 | 1 | Stock |  | Aluminum | 39121621 | EC001626 | Lightning Protection | Conventional Protection | https://www.erico.com/part.asp?part=LPA37112
LPA37158 | 78285664624 | LPA37158 |  | Air Terminal Base, Pipe Mount, Imperial Thread, Aluminum, 5/8 UNC | 47.2 | 18.88 | EA | F2 | 0 | 1 | Stock |  | Aluminum | 39121621 | EC001626 | Lightning Protection | Conventional Protection | https://www.erico.com/part.asp?part=LPA37158
LPA37212 | 78285664606 | LPA37212 |  | Air Terminal Base, Pipe Mount Bonding, Imperial Thread, Aluminum, 1/2 UNC | 33.27 | 13.308 | EA | F2 | 0 | 1 | Stock |  | Aluminum | 39121621 | EC001626 | Lightning Protection | Conventional Protection | https://www.erico.com/part.asp?part=LPA37212
LPA37258 | 78285664626 | LPA37258 |  | Air Terminal Base, Pipe Mount Bonding, Imperial Thread, Aluminum, 5/8 UNC | 30.61 | 12.244 | EA | F2 | 0 | 1 | Non-Stock |  | Aluminum | 39121621 | EC001626 | Lightning Protection | Conventional Protection | https://www.erico.com/part.asp?part=LPA37258
LPA501 | 78285642441 | LPA501 |  | Stamped Crimp Cable T-Connector, Aluminum | 9.12 | 3.648 | EA | F2 | 0 | 1 | Stock |  | Aluminum | 39121621 | EC000513 | Lightning Protection | Conventional Protection | https://www.erico.com/part.asp?part=LPA501
LPA502 | 78285658470 | LPA502 |  | Stamped Bolted Parallel Cable Connector, Aluminum | 8.01 | 3.204 | EA | F2 | 0 | 1 | Stock |  | Aluminum | 39121621 | EC000514 | Lightning Protection | Conventional Protection | https://www.erico.com/part.asp?part=LPA502
LPA503 | 78285642442 | LPA503 |  | Stamped Crimp In-Line Cable Connector, Aluminum, Bare | 13.6 | 5.44 | EA | F2 | 0 | 1 | Stock | Bare | Aluminum | 39121621 | EC000513 | Lightning Protection | Conventional Protection | https://www.erico.com/part.asp?part=LPA503
LPA505 | 78285642443 | LPA505 |  | Stamped Crimp Parallel Cable Connector, Aluminum | 4.57 | 1.828 | EA | F2 | 0 | 1 | Stock | Bare | Aluminum | 39121621 | EC000508 | Lightning Protection | Conventional Protection | https://www.erico.com/part.asp?part=LPA505
LPA510 | 78285642444 | LPA510 |  | Cable T-Connector, Aluminum | 29.7 | 11.88 | EA | F2 | 0 | 1 | Stock |  | Aluminum | 39121621 | EC000513 | Lightning Protection | Conventional Protection | https://www.erico.com/part.asp?part=LPA510
LPA513 | 78285642446 | LPA513 |  | In-Line Cable Connector, Aluminum | 26.1 | 10.44 | EA | F2 | 0 | 1 | Stock |  | Aluminum | 39121621 | EC000513 | Lightning Protection | Conventional Protection | https://www.erico.com/part.asp?part=LPA513
LPA516 | 78285642448 | LPA516 |  | 516 Parallel Cable Connector, Aluminum, Bare | 15.19 | 6.076 | EA | F2 | 0 | 1 | Stock | Bare | Aluminum | 39121621 | EC000513 | Lightning Protection | Conventional Protection | https://www.erico.com/part.asp?part=LPA516
LPA517 | 78285642449 | LPA517 |  | 517 Parallel Cable Connector, Aluminum | 21.69 | 8.676 | EA | F2 | 0 | 1 | Stock |  | Aluminum | 39121621 | EC000514 | Lightning Protection | Conventional Protection | https://www.erico.com/part.asp?part=LPA517
LPA527 | 78285642456 | LPA527 |  | 527 Parallel Cable Connector, Aluminum | 16.75 | 6.7 | EA | F2 | 0 | 1 | Stock |  | Aluminum | 39121621 | EC000514 | Lightning Protection | Conventional Protection | https://www.erico.com/part.asp?part=LPA527
LPA528 | 78285642457 | LPA528 |  | 528 Parallel Cable Connector, Aluminum, Bare | 27.4 | 10.96 | EA | F2 | 0 | 1 | Non-Stock | Bare | Aluminum | 39121621 | EC000514 | Lightning Protection | Conventional Protection | https://www.erico.com/part.asp?part=LPA528
LPA532 | 78285642459 | LPA532 |  | Bonding Plate, Aluminum | 17.82 | 7.128 | EA | F2 | 0 | 1 | Stock |  | Aluminum | 39121621 | EC000514 | Lightning Protection | Conventional Protection | https://www.erico.com/part.asp?part=LPA532
LPA533 | 78285642460 | LPA533 |  | Crimp Bonding Plate, Aluminum, 8 in� Min Contact Area | 19.02 | 7.608 | EA | F2 | 0 | 1 | Stock |  | Aluminum | 39121621 | EC000508 | Lightning Protection | Conventional Protection | https://www.erico.com/part.asp?part=LPA533
LPA535 | 78285642462 | LPA535 |  | Crimp Bonding Plate, Aluminum, 3 in� Min Contact Area | 13.72 | 5.488 | EA | F2 | 0 | 1 | Stock |  | Aluminum | 39121621 | EC000508 | Lightning Protection | Conventional Protection | https://www.erico.com/part.asp?part=LPA535
LPA536 | 78285642463 | LPA536 |  | Bonding Plate with Welding Plate, Aluminum | 148.55 | 59.42 | EA | F2 | 0 | 1 | Non-Stock |  | Aluminum | 39121621 | EC000508 | Lightning Protection | Conventional Protection | https://www.erico.com/part.asp?part=LPA536
LPA537 | 78285642464 | LPA537 |  | Secondary Bonding Plate, Aluminum, Bare | 17.34 | 6.936 | EA | F2 | 0 | 1 | Stock | Bare | Aluminum | 39121621 | EC000490 | Lightning Protection | Conventional Protection | https://www.erico.com/part.asp?part=LPA537
LPA540 | 78285642465 | LPA540 |  | Stamped Bonding Plate, Aluminum, Bare | 14.75 | 5.9 | EA | F2 | 0 | 1 | Stock | Bare | Aluminum | 39121621 | EC000490 | Lightning Protection | Conventional Protection | https://www.erico.com/part.asp?part=LPA540
LPA544 | 78285642466 | LPA544 |  | Gutter Clamp, Alum, Tee | 15.83 | 6.332 | EA | F2 | 0 | 1 | Non-Stock |  |  |  |  | Lightning Protection | Conventional Protection | https://www.erico.com/part.asp?part=LPA544
LPA55112 | 78285642467 | LPA55112 |  | Cast Bonding Lug, Aluminum, Bare, 9/16" Hole | 24.92 | 9.968 | EA | F2 | 0 | 1 | Stock | Bare | Aluminum | 39121621 | EC001050 | Lightning Protection | Conventional Protection | https://www.erico.com/part.asp?part=LPA55112
LPA55138 | 78285642468 | LPA55138 |  | Cast Bonding Lug, Aluminum, Bare, 7/16" Hole | 27.31 | 10.924 | EA | F2 | 0 | 1 | Stock | Bare | Aluminum | 39121621 | EC001050 | Lightning Protection | Conventional Protection | https://www.erico.com/part.asp?part=LPA55138
LPA55312 | 78285664634 | LPA55312 |  | Stamped Bonding Lug, Aluminum, 1/2" Hole | 18.88 | 7.552 | EA | F2 | 0 | 1 | Stock |  | Aluminum | 39121621 | EC001050 | Lightning Protection | Conventional Protection | https://www.erico.com/part.asp?part=LPA55312
LPA55314 | 78285670936 | LPA55314 |  | Stamped Bonding Lug, Aluminum, 1/4" Hole | 18.82 | 7.528 | EA | F2 | 0 | 1 | Non-Stock |  | Aluminum | 39121621 | EC001050 | Lightning Protection | Conventional Protection | https://www.erico.com/part.asp?part=LPA55314
LPA55338 | 78285664621 | LPA55338 |  | Stamped Bonding Lug, Aluminum, 3/8" Hole | 19.8 | 7.92 | EA | F2 | 0 | 1 | Non-Stock |  | Aluminum | 39121621 | EC001050 | Lightning Protection | Conventional Protection | https://www.erico.com/part.asp?part=LPA55338
LPA554 | 78285664589 | LPA554 |  | Stamped Beam Bonding Clamp, Aluminum, Bare | 13.27 | 5.308 | EA | F2 | 0 | 1 | Non-Stock | Bare | Aluminum | 39121621 | EC000514 | Lightning Protection | Conventional Protection | https://www.erico.com/part.asp?part=LPA554
LPA555 | 78285642472 | LPA555 |  | Cast Secondary Bonding Lug, Aluminum, Bare | 13.72 | 5.488 | EA | F2 | 0 | 1 | Stock | Bare | Aluminum | 39121621 | EC000508 | Lightning Protection | Conventional Protection | https://www.erico.com/part.asp?part=LPA555
LPA557 | 78285642474 | LPA557 |  | Cast Two Bolt Beam Bonding Clamp, Aluminum | 47.76 | 19.104 | EA | F2 | 0 | 1 | Stock |  | Aluminum | 39121621 | EC000514 | Lightning Protection | Conventional Protection | https://www.erico.com/part.asp?part=LPA557
LPA559 | 78285642475 | LPA559 |  | Cast Beam Bonding Clamp, Aluminum, Bare | 14.56 | 5.824 | EA | F2 | 0 | 1 | Stock | Bare | Aluminum | 39121621 | EC000508 | Lightning Protection | Conventional Protection | https://www.erico.com/part.asp?part=LPA559
LPA570 | 78285664505 | LPA570 |  | Cast U-Bolt Pipe Clamp, Aluminum, Bare | 25.11 | 10.044 | EA | F2 | 0 | 1 | Stock | Bare | Aluminum | 39121621 | EC000493 | Lightning Protection | Conventional Protection | https://www.erico.com/part.asp?part=LPA570
LPA571 | 78285664520 | LPA571 |  | Notched Cast U-Bolt Pipe Clamp, Aluminum, Bare | 31.96 | 12.784 | EA | F2 | 0 | 1 | Stock | Bare | Aluminum | 39121621 | EC000493 | Lightning Protection | Conventional Protection | https://www.erico.com/part.asp?part=LPA571
LPA580 | 78285642486 | LPA580 |  | Cast Pipe Clamp, Aluminum, Bare | 31.8 | 12.72 | EA | F2 | 0 | 1 | Stock | Bare | Aluminum | 39121621 | EC000493 | Lightning Protection | Conventional Protection | https://www.erico.com/part.asp?part=LPA580
LPA588 | 78285642491 | LPA588 |  | Strap Bonding Clamp, Aluminum, Bare, 6.63"�8.63" OD | 95.88 | 38.352 | EA | F2 | 0 | 1 | Stock | Bare | Aluminum | 39121621 | EC000493 | Lightning Protection | Conventional Protection | https://www.erico.com/part.asp?part=LPA588
LPA590 | 78285642492 | LPA590 |  | Strap Bonding Clamp, Aluminum, Bare, 8.63"�10.75" OD | 100.5 | 40.2 | EA | F2 | 0 | 1 | Non-Stock | Bare | Aluminum | 39121621 | EC000493 | Lightning Protection | Conventional Protection | https://www.erico.com/part.asp?part=LPA590
LPA595 | 78285642497 | LPA595 |  | Cross-Run Cable Connector, Aluminum, Bare | 35.94 | 14.376 | EA | F2 | 0 | 1 | Stock | Bare | Aluminum | 39121621 | EC000513 | Lightning Protection | Conventional Protection | https://www.erico.com/part.asp?part=LPA595
LPA5962 | 78285664539 | LPA5962 |  | Stamped U-Bolt Pipe Clamp, 90�, Aluminum, S304, 1.9"�2.625" OD | 47.96 | 19.184 | EA | F2 | 0 | 1 | Stock |  | Aluminum, Stainless Steel 304 (EN 1.4301) | 39121621 | EC000493 | Lightning Protection | Conventional Protection | https://www.erico.com/part.asp?part=LPA5962
LPA5963 | 78285664531 | LPA5963 |  | Stamped U-Bolt Pipe Clamp, 90�, Aluminum, S304, 2.63"�3.63" OD | 56.43 | 22.572 | EA | F2 | 0 | 1 | Stock |  | Aluminum, Stainless Steel 304 (EN 1.4301) | 39121621 | EC000493 | Lightning Protection | Conventional Protection | https://www.erico.com/part.asp?part=LPA5963
LPA5964 | 78285664530 | LPA5964 |  | Stamped U-Bolt Pipe Clamp, Aluminum, S304, 3.9"�4.625" OD | 63.94 | 25.576 | EA | F2 | 0 | 1 | Stock |  | Aluminum, Stainless Steel 304 (EN 1.4301) | 39121621 | EC000493 | Lightning Protection | Conventional Protection | https://www.erico.com/part.asp?part=LPA5964
LPA5966 | 78285664565 | LPA5966 |  | Stamped U-Bolt Pipe Clamp, Aluminum, S304, 0.438"�6.858" OD | 90.25 | 36.1 | EA | F2 | 0 | 1 | Stock |  | Aluminum, Stainless Steel 304 (EN 1.4301) | 39121621 | EC000493 | Lightning Protection | Conventional Protection | https://www.erico.com/part.asp?part=LPA5966
LPA598 | 78285664470 | LPA598 |  | Bi-Metallic Cable Connector, Aluminum, Brass, S304 | 42.62 | 17.048 | EA | F2 | 0 | 1 | Stock |  | Aluminum, Brass, Stainless Steel 304 (EN 1.4301) | 39121621 | EC000513 | Lightning Protection | Conventional Protection | https://www.erico.com/part.asp?part=LPA598
LPA61012 | 78285642504 | LPA61012 |  | Through Wall/Roof Connector, Aluminum, Bare, 1/2 UNC | 20.64 | 8.256 | EA | F2 | 0 | 1 | Stock | Bare | Aluminum | 39121621 | EC000505 | Lightning Protection | Conventional Protection | https://www.erico.com/part.asp?part=LPA61012
LPA61058 | 78285642505 | LPA61058 |  | Through Wall/Roof Connector, Aluminum, Bare, 5/8 UNC | 21.49 | 8.596 | EA | F2 | 0 | 1 | Non-Stock | Bare | Aluminum | 39121621 | EC000505 | Lightning Protection | Conventional Protection | https://www.erico.com/part.asp?part=LPA61058
LPA619 | 78285642507 | LPA619 |  | Through Wall/Roof Assembly, Parallel Conductor to Parallel Conductor, Aluminum, Stainless Steel 18-8 | 70.87 | 28.348 | EA | F2 | 0 | 1 | Stock |  | Aluminum, Stainless Steel 18-8 (EN 1.4305) | 39121621 | EC000514 | Lightning Protection | Conventional Protection | https://www.erico.com/part.asp?part=LPA619
LPA620 | 78285642508 | LPA620 |  | Through Wall/Roof Assembly, Parallel Conductor to Bonding Lug, Aluminum Bonding Lug, Aluminum Parallel Conductor | 74.32 | 29.728 | EA | F2 | 0 | 1 | Non-Stock |  | Aluminum, Stainless Steel 18-8 (EN 1.4305) | 39121621 | EC000514 | Lightning Protection | Conventional Protection | https://www.erico.com/part.asp?part=LPA620
LPA621 | 78285642509 | LPA621 |  | Through Wall/Roof Assembly, Bonding Lug to Bonding Lug, Aluminum, Stainless Steel 18-8, 12" Rod | 88.66 | 35.464 | EA | F2 | 0 | 1 | Non-Stock |  | Aluminum, Stainless Steel 18-8 (EN 1.4305) | 39121621 | EC000514 | Lightning Protection | Conventional Protection | https://www.erico.com/part.asp?part=LPA621
LPA62412 | 78285642512 | LPA62412 |  | Through Roof Assembly, Air Terminal to Parallel Conductor, Aluminum, Stainless Steel 18-8, 1/2 UNC Thread | 68.53 | 27.412 | EA | F2 | 0 | 1 | Non-Stock |  | Aluminum, Stainless Steel 18-8 (EN 1.4305) | 39121621 | EC000505 | Lightning Protection | Conventional Protection | https://www.erico.com/part.asp?part=LPA62412
LPA62458 | 78285642513 | LPA62458 |  | Through Roof Assembly, Air Terminal to Parallel Conductor, Aluminum, Stainless Steel 18-8, 5/8 UNC Thread | 67.84 | 27.136 | EA | F2 | 0 | 1 | Non-Stock |  | Aluminum, Stainless Steel 18-8 (EN 1.4305) | 39121621 | EC000505 | Lightning Protection | Conventional Protection | https://www.erico.com/part.asp?part=LPA62458
LPA62612 | 78285642514 | LPA62612 |  | Through Roof Assembly, Air Terminal to In-Line Conductor, Aluminum, Stainless Steel 18-8, 1/2 UNC | 71.19 | 28.476 | EA | F2 | 0 | 1 | Non-Stock |  | Aluminum, Stainless Steel 18-8 (EN 1.4305) | 39121621 | EC000505 | Lightning Protection | Conventional Protection | https://www.erico.com/part.asp?part=LPA62612
LPA62812 | 78285642516 | LPA62812 |  | Through Roof Assembly, Air Terminal, Swivel to Parallel Conductor, Aluminum, Stainless Steel 18-8, 1/2 UNC | 89.1 | 35.64 | EA | F2 | 0 | 1 | Non-Stock |  | Aluminum, Stainless Steel 18-8 (EN 1.4305) | 39121621 | EC000505 | Lightning Protection | Conventional Protection | https://www.erico.com/part.asp?part=LPA62812
LPA62858 | 78285642517 | LPA62858 |  | Through Roof Assembly, Air Terminal, Swivel to Parallel Conductor, Aluminum, Stainless Steel 18-8, 5/8 UNC | 77.65 | 31.06 | EA | F2 | 0 | 1 | Non-Stock |  | Aluminum, Stainless Steel 18-8 (EN 1.4305) | 39121621 | EC000505 | Lightning Protection | Conventional Protection | https://www.erico.com/part.asp?part=LPA62858
LPA664 | 78285667177 | LPA664 |  | Through Roof PVC Upper Connection, Aluminum In-Line Conductor, Aluminum Parallel Conductor | 86.77 | 34.708 | EA | F2 | 0 | 1 | Stock | Bare | Aluminum, Polyvinylchloride, Stainless Steel 18-8 (EN 1.4305) | 39121621 | EC000514 | Lightning Protection | Conventional Protection | https://www.erico.com/part.asp?part=LPA664
LPA66418 | 78285664560 | LPA66418 |  | Through Roof PVC Assembly, Parallel Conductor to Parallel Conductor, Aluminum-Aluminum Connection, 18" Rod | 161.42 | 64.568 | EA | F2 | 0 | 1 | Non-Stock |  | Aluminum, Polyvinylchloride, Stainless Steel 18-8 (EN 1.4305) | 39121621 | EC000514 | Lightning Protection | Conventional Protection | https://www.erico.com/part.asp?part=LPA66418
LPA66424 | 78285673777 | LPA66424 |  | Through Roof PVC Assembly, Parallel Conductor to Parallel Conductor, Aluminum-Aluminum Connection, 24" Rod | 195.55 | 78.22 | EA | F2 | 0 | 1 | Non-Stock |  | Aluminum, Polyvinylchloride, Stainless Steel 18-8 (EN 1.4305) | 39121621 | EC000514 | Lightning Protection | Conventional Protection | https://www.erico.com/part.asp?part=LPA66424
LPA669 | 78285642549 | LPA669 |  | Extended Strap Cable/Point Support, Aluminum | 101.8 | 40.72 | EA | F2 | 0 | 1 | Non-Stock |  | Aluminum | 39121621 | EC000508 | Lightning Protection | Conventional Protection | https://www.erico.com/part.asp?part=LPA669
LPA670 | 78285642550 | LPA670 |  | Strap Cable/Point Support, Aluminum | 76.19 | 30.476 | EA | F2 | 0 | 1 | Non-Stock |  | Aluminum | 39121621 | EC000490 | Lightning Protection | Conventional Protection | https://www.erico.com/part.asp?part=LPA670
LPA671 | 78285642551 | LPA671 |  | Strap Cable/Point to Pipe Support, Aluminum, 1.9"�2.4" OD | 50.64 | 20.256 | EA | F2 | 0 | 1 | Non-Stock |  | Aluminum | 39121621 | EC000508 | Lightning Protection | Conventional Protection | https://www.erico.com/part.asp?part=LPA671
LPA672 | 78285642552 | LPA672 |  | Strap Cable/Point to Pipe Support, Aluminum, 2.375"�2.875" OD | 55.67 | 22.268 | EA | F2 | 0 | 1 | Non-Stock |  | Aluminum | 39121621 | EC000508 | Lightning Protection | Conventional Protection | https://www.erico.com/part.asp?part=LPA672
LPA673 | 78285642553 | LPA673 |  | Strap Cable/Point to Pipe Support, Aluminum, 3.5"�4" OD | 55.45 | 22.18 | EA | F2 | 0 | 1 | Non-Stock |  | Aluminum | 39121621 | EC000508 | Lightning Protection | Conventional Protection | https://www.erico.com/part.asp?part=LPA673
LPA674 | 78285642554 | LPA674 |  | Strap Cable/Point to Pipe Support, Aluminum, 4.5"�5" OD | 62.7 | 25.08 | EA | F2 | 0 | 1 | Non-Stock |  | Aluminum | 39121621 | EC000508 | Lightning Protection | Conventional Protection | https://www.erico.com/part.asp?part=LPA674
LPA675 | 78285642555 | LPA675 |  | Extended Strap Cable/Point to Pipe Support, Aluminum, 1.9"�2.4" OD | 66.48 | 26.592 | EA | F2 | 0 | 1 | Non-Stock |  | Aluminum | 39121621 | EC000508 | Lightning Protection | Conventional Protection | https://www.erico.com/part.asp?part=LPA675
LPA676 | 78285642556 | LPA676 |  | Extended Strap Cable/Point to Pipe Support, Aluminum, 2.375"�2.875" OD | 71.33 | 28.532 | EA | F2 | 0 | 1 | Non-Stock |  | Aluminum | 39121621 | EC000508 | Lightning Protection | Conventional Protection | https://www.erico.com/part.asp?part=LPA676
LPA677 | 78285642557 | LPA677 |  | Extended Strap Cable/Point to Pipe Support, Aluminum, 3.5"�4" OD | 68.29 | 27.316 | EA | F2 | 0 | 1 | Non-Stock |  | Aluminum | 39121621 | EC000508 | Lightning Protection | Conventional Protection | https://www.erico.com/part.asp?part=LPA677
LPA678 | 78285642558 | LPA678 |  | Extended Strap Cable/Point to Pipe Support, Aluminum, 4.5"�5" OD | 69.27 | 27.708 | EA | F2 | 0 | 1 | Non-Stock |  | Aluminum | 39121621 | EC000508 | Lightning Protection | Conventional Protection | https://www.erico.com/part.asp?part=LPA678
LPA803 | 78285642559 | LPA803 |  | Single Hole Cable Strap, Aluminum, 0.469" OD | 0.68 | 0.272 | EA | F2 | 0 | 1 | Stock |  | Aluminum | 39121621 | EC000127 | Lightning Protection | Conventional Protection | https://www.erico.com/part.asp?part=LPA803
LPA804 | 78285642560 | LPA804 |  | Two Hole Cable Strap, Aluminum, 0.234" OD, 1/2" | 2.8 | 1.12 | EA | F2 | 0 | 1 | Non-Stock |  | Aluminum | 39121621 | EC000127 | Lightning Protection | Conventional Protection | https://www.erico.com/part.asp?part=LPA804
LPA805 | 78285642561 | LPA805 |  | Single Hole Cable Strap, Aluminum, 0.5" OD | 0.8 | 0.32 | EA | F2 | 0 | 1 | Stock |  | Aluminum | 39121621 | EC000127 | Lightning Protection | Conventional Protection | https://www.erico.com/part.asp?part=LPA805
LPA806 | 78285642562 | LPA806 |  | Two Hole Cable Strap, Aluminum, 0.25" OD, 5/8" | 1.73 | 0.692 | EA | F2 | 0 | 1 | Non-Stock |  | Aluminum | 39121621 | EC000127 | Lightning Protection | Conventional Protection | https://www.erico.com/part.asp?part=LPA806
LPA807 | 78285642563 | LPA807 |  | Single Hole Cable Strap, Aluminum, 1.3" OD | 23.84 | 9.536 | EA | F2 | 0 | 1 | Non-Stock |  | Aluminum | 39121621 | EC000127 | Lightning Protection | Conventional Protection | https://www.erico.com/part.asp?part=LPA807
LPA808 | 78285642564 | LPA808 |  | Two Hole Cable Strap, Aluminum, 1.3" OD, 1 1/4" | 22.37 | 8.948 | EA | F2 | 0 | 1 | Non-Stock |  | Aluminum | 39121621 | EC000127 | Lightning Protection | Conventional Protection | https://www.erico.com/part.asp?part=LPA808
LPA809 | 78285642565 | LPA809 |  | Adhesive Cable Fastener, Aluminum | 18.29 | 7.316 | EA | F2 | 0 | 1 | Stock |  | Aluminum | 39121621 | EC000508 | Lightning Protection | Conventional Protection | https://www.erico.com/part.asp?part=LPA809
LPA810 | 78285642566 | LPA810 |  | Stamped Adhesive Cable Fastener, Aluminum | 1.13 | 0.452 | EA | F2 | 0 | 1 | Stock |  | Aluminum | 39121621 | EC000508 | Lightning Protection | Conventional Protection | https://www.erico.com/part.asp?part=LPA810
LPA814 | 78285664453 | LPA814 |  | Standing Seam Machined Clamp, Aluminum | 12.89 | 5.156 | EA | F2 | 0 | 1 | Stock |  | Aluminum | 39121621 | EC000513 | Lightning Protection | Conventional Protection | https://www.erico.com/part.asp?part=LPA814
LPA858 | 78285642584 | LPA858 |  | Cable Clamp, Aluminum | 14.27 | 5.708 | EA | F2 | 0 | 1 | Stock |  | Aluminum | 39121621 | EC000513 | Lightning Protection | Conventional Protection | https://www.erico.com/part.asp?part=LPA858
LPC120250 | 78285664419 | LPC120250 |  | Non-Insulated Stranded Conductor for Lightning Protection, Copper, Smooth Weave, 0.44" dia, 250', 59.45 kcmil | 4.7 | 1.88 | FT | F2 | 0 | 250 | Stock |  | Copper | 39121621 | EC001471 | Lightning Protection | Conventional Protection | https://www.erico.com/part.asp?part=LPC120250
LPC120500 | 78285664418 | LPC120500 |  | Non-Insulated Stranded Conductor for Lightning Protection, Copper, Smooth Weave, 0.44" dia, 500', 59.45 kcmil | 4.54 | 1.816 | FT | F2 | 0 | 500 | Stock |  | Copper | 39121621 | EC001471 | Lightning Protection | Conventional Protection | https://www.erico.com/part.asp?part=LPC120500
LPC120CTO | 78285674033 | LPC120CTO |  | Non-Insulated Stranded Conductor for Lightning Protection, Copper, Smooth Weave, 0.44" dia, 59.45 kcmil | 4.34 | 1.736 | FT | F2 | 0 | cto ft* | Non-Stock |  | Copper | 39121621 | EC001471 | Lightning Protection | Conventional Protection | https://www.erico.com/part.asp?part=LPC120CTO
LPC120L250 | 78285664452 | LPC120L250 |  | Non-Insulated Stranded Conductor for Lightning Protection, Copper, Tinned, Smooth Weave, 0.44" dia, 250', 59.45 kcmil | 6.46 | 2.584 | FT | F2 | 0 | 250 | Stock | Tinned | Copper | 39121621 | EC001471 | Lightning Protection | Conventional Protection | https://www.erico.com/part.asp?part=LPC120L250
LPC120L500 | 78285664438 | LPC120L500 |  | Non-Insulated Stranded Conductor for Lightning Protection, Copper, Tinned, Smooth Weave, 0.44" dia, 500', 59.45 kcmil | 6.41 | 2.564 | FT | F2 | 0 | 500 | Stock | Tinned | Copper | 39121621 | EC001471 | Lightning Protection | Conventional Protection | https://www.erico.com/part.asp?part=LPC120L500
LPC120LCTO | 78285674015 | LPC120LCTO |  | Non-Insulated Stranded Conductor for Lightning Protection, Copper, Tinned, Smooth Weave, 0.44" dia, 59.45 kcmil | 7.36 | 2.944 | FT | F2 | 0 | cto ft* | Non-Stock | Tinned | Copper | 39121621 | EC001471 | Lightning Protection | Conventional Protection | https://www.erico.com/part.asp?part=LPC120LCTO
LPC122250 | 78285664439 | LPC122250 |  | Non-Insulated Stranded Conductor for Lightning Protection, Copper, Smooth Weave, 0.48" dia, 250', 65.6 kcmil | 6.14 | 2.456 | FT | F2 | 0 | 250 | Stock |  | Copper | 39121621 | EC001471 | Lightning Protection | Conventional Protection | https://www.erico.com/part.asp?part=LPC122250
LPC122500 | 78285664424 | LPC122500 |  | Non-Insulated Stranded Conductor for Lightning Protection, Copper, Smooth Weave, 0.48" dia, 500', 65.6 kcmil | 6.22 | 2.488 | FT | F2 | 0 | 500 | Stock |  | Copper | 39121621 | EC001471 | Lightning Protection | Conventional Protection | https://www.erico.com/part.asp?part=LPC122500
LPC122CTO | 78285674026 | LPC122CTO |  | Non-Insulated Stranded Conductor for Lightning Protection, Copper, Smooth Weave, 0.48" dia, 65.6 kcmil | 6.34 | 2.536 | FT | F2 | 0 | cto ft* | Non-Stock |  | Copper | 39121621 | EC001471 | Lightning Protection | Conventional Protection | https://www.erico.com/part.asp?part=LPC122CTO
LPC122L250 | 78285664457 | LPC122L250 |  | Non-Insulated Stranded Conductor for Lightning Protection, Copper, Tinned, Smooth Weave, 0.48" dia, 250', 65.6 kcmil | 7.65 | 3.06 | FT | F2 | 0 | 250 | Stock | Tinned | Copper | 39121621 | EC001471 | Lightning Protection | Conventional Protection | https://www.erico.com/part.asp?part=LPC122L250
LPC122L500 | 78285664467 | LPC122L500 |  | Non-Insulated Stranded Conductor for Lightning Protection, Copper, Tinned, Smooth Weave, 0.48" dia, 500', 65.6 kcmil | 7.17 | 2.868 | FT | F2 | 0 | 500 | Non-Stock | Tinned | Copper | 39121621 | EC001471 | Lightning Protection | Conventional Protection | https://www.erico.com/part.asp?part=LPC122L500
LPC122LCTO | 78285674021 | LPC122LCTO |  | Non-Insulated Stranded Conductor for Lightning Protection, Copper, Tinned, Smooth Weave, 0.48" dia, 65.6 kcmil | 8.62 | 3.448 | FT | F2 | 0 | cto ft* | Non-Stock | Tinned | Copper | 39121621 | EC001471 | Lightning Protection | Conventional Protection | https://www.erico.com/part.asp?part=LPC122LCTO
LPC123250 | 78285666176 | LPC123250 |  | Non-Insulated Stranded Conductor for Lightning Protection, Copper, Smooth Weave, 0.5" dia, 250', 73.8 kcmil | 7.32 | 2.928 | FT | F2 | 0 | 250 | Non-Stock |  | Copper | 39121621 | EC001471 | Lightning Protection | Conventional Protection | https://www.erico.com/part.asp?part=LPC123250
LPC123500 | 78285667155 | LPC123500 |  | Non-Insulated Stranded Conductor for Lightning Protection, Copper, Smooth Weave, 0.5" dia, 500', 73.8 kcmil | 7.84 | 3.136 | EA | F2 | 0 | 500 | Non-Stock |  | Copper | 39121621 | EC001471 | Lightning Protection | Conventional Protection | https://www.erico.com/part.asp?part=LPC123500
LPC123CTO | 78285674014 | LPC123CTO |  | Non-Insulated Stranded Conductor for Lightning Protection, Copper, Smooth Weave, 0.5" dia, 73.8 kcmil | 7.55 | 3.02 | FT | F2 | 0 | cto ft | Non-Stock |  | Copper | 39121621 | EC001471 | Lightning Protection | Conventional Protection | https://www.erico.com/part.asp?part=LPC123CTO
LPC124250 | 78285664465 | LPC124250 |  | Non-Insulated Stranded Conductor for Lightning Protection, Copper, Smooth Weave, 0.53" dia, 250', 82 kcmil | 8.33 | 3.332 | EA | F2 | 0 | 250 | Non-Stock |  | Copper | 39121621 | EC001471 | Lightning Protection | Conventional Protection | https://www.erico.com/part.asp?part=LPC124250
LPC124500 | 78285664447 | LPC124500 |  | Non-Insulated Stranded Conductor for Lightning Protection, Copper, Smooth Weave, 0.53" dia, 500', 82 kcmil | 7.55 | 3.02 | FT | F2 | 0 | 500 | Non-Stock |  | Copper | 39121621 | EC001471 | Lightning Protection | Conventional Protection | https://www.erico.com/part.asp?part=LPC124500
LPC124CTO | 78285674003 | LPC124CTO |  | Non-Insulated Stranded Conductor for Lightning Protection, Copper, Smooth Weave, 0.53" dia, 82 kcmil | 12.39 | 4.956 | FT | F2 | 0 | cto ft | Non-Stock |  | Copper | 39121621 | EC001471 | Lightning Protection | Conventional Protection | https://www.erico.com/part.asp?part=LPC124CTO
LPC124L500 | 78285664443 | LPC124L500 |  | Non-Insulated Stranded Conductor for Lightning Protection, Copper, Tinned, Smooth Weave, 0.53" dia, 500', 82 kcmil | 10.84 | 4.336 | EA | F2 | 0 | 500 | Non-Stock | Tinned | Copper | 39121621 | EC001471 | Lightning Protection | Conventional Protection | https://www.erico.com/part.asp?part=LPC124L500
LPC124LCTO | 78285672057 | LPC124LCTO |  | Non-Insulated Stranded Conductor for Lightning Protection, Copper, Tinned, Smooth Weave, 0.53" dia, 82 kcmil | 12.05 | 4.82 | FT | F2 | 0 | cto ft | Non-Stock | Tinned | Copper | 39121621 | EC001471 | Lightning Protection | Conventional Protection | https://www.erico.com/part.asp?part=LPC124LCTO
LPC125250 | 78285664454 | LPC125250 |  | Non-Insulated Stranded Conductor for Lightning Protection, Copper, Ropelay, 0.45" dia, 250', 98.64 kcmil | 9 | 3.6 | FT | F2 | 0 | 250 | Stock |  | Copper | 39121621 | EC001471 | Lightning Protection | Conventional Protection | https://www.erico.com/part.asp?part=LPC125250
LPC125CTO | 78285674018 | LPC125CTO |  | Non-Insulated Stranded Conductor for Lightning Protection, Copper, Ropelay, 0.45" dia, 98.64 kcmil | 9.79 | 3.916 | FT | F2 | 0 | cto ft* | Non-Stock |  | Copper | 39121621 | EC001471 | Lightning Protection | Conventional Protection | https://www.erico.com/part.asp?part=LPC125CTO
LPC126250 | 78285686292 | LPC126250 |  | Cable, Smoothweave, Cu, 29 x 14 Gauge | 7.55 | 3.02 | EA | F2 | 0 | 250 | Non-Stock |  |  |  |  | Lightning Protection | Conventional Protection | https://www.erico.com/part.asp?part=LPC126250
LPC126500 | 78285659768 | LPC126500 |  | Cable, Smoothweave, Cu, 29 x 14 Gauge | 8.09 | 3.236 | EA | F2 | 0 | 500' | Non-Stock |  |  |  |  | Lightning Protection | Conventional Protection | https://www.erico.com/part.asp?part=LPC126500
LPC126R250 | 78285659513 | LPC126R250 |  | Non-Insulated Stranded Conductor for Lightning Protection, Copper, Ropelay, 0.47" dia, 250', 115.08 kcmil | 9.24 | 3.696 | FT | F2 | 0 | 250 | Stock |  | Copper | 39121621 | EC001471 | Lightning Protection | Conventional Protection | https://www.erico.com/part.asp?part=LPC126R250
LPC126R500 | 78285661143 | LPC126R500 |  | Non-Insulated Stranded Conductor for Lightning Protection, Copper, Ropelay, 0.47" dia, 500', 115.08 kcmil | 7.91 | 3.164 | FT | F2 | 0 | 500 | Stock |  | Copper | 39121621 | EC001471 | Lightning Protection | Conventional Protection | https://www.erico.com/part.asp?part=LPC126R500
LPC126RCTO | 78285672197 | LPC126RCTO |  | Non-Insulated Stranded Conductor for Lightning Protection, Copper, Ropelay, 0.47" dia, 115.08 kcmil | 7.73 | 3.092 | FT | F2 | 0 | cto ft* | Non-Stock |  | Copper | 39121621 | EC001471 | Lightning Protection | Conventional Protection | https://www.erico.com/part.asp?part=LPC126RCTO
LPC126RL250 | 78285661142 | LPC126RL250 |  | Non-Insulated Stranded Conductor for Lightning Protection, Copper, Tinned, Ropelay, 0.47" dia, 250', 115.08 kcmil | 11.52 | 4.608 | FT | F2 | 0 | 250 | Stock | Tinned | Copper | 39121621 | EC001471 | Lightning Protection | Conventional Protection | https://www.erico.com/part.asp?part=LPC126RL250
LPC126RLCTO | 78285672198 | LPC126RLCTO |  | Non-Insulated Stranded Conductor for Lightning Protection, Copper, Tinned, Ropelay, 0.47" dia, 115.08 kcmil | 12.04 | 4.816 | FT | F2 | 0 | cto ft* | Non-Stock | Tinned | Copper | 39121621 | EC001471 | Lightning Protection | Conventional Protection | https://www.erico.com/part.asp?part=LPC126RLCTO
LPC127250 | 78285664433 | LPC127250 |  | Non-Insulated Stranded Conductor for Lightning Protection, Copper, Ropelay, 0.53" dia, 250', 131.52 kcmil | 12.28 | 4.912 | FT | F2 | 0 | 250 | Stock |  | Copper | 39121621 | EC001471 | Lightning Protection | Conventional Protection | https://www.erico.com/part.asp?part=LPC127250
LPC127500 | 78285664446 | LPC127500 |  | Non-Insulated Stranded Conductor for Lightning Protection, Copper, Ropelay, 0.53" dia, 500', 131.52 kcmil | 11.19 | 4.476 | FT | F2 | 0 | 500 | Stock |  | Copper | 39121621 | EC001471 | Lightning Protection | Conventional Protection | https://www.erico.com/part.asp?part=LPC127500
LPC127CTO | 78285674019 | LPC127CTO |  | Non-Insulated Stranded Conductor for Lightning Protection, Copper, Ropelay, 0.53" dia, 131.52 kcmil | 12.54 | 5.016 | FT | F2 | 0 | cto ft* | Non-Stock |  | Copper | 39121621 | EC001471 | Lightning Protection | Conventional Protection | https://www.erico.com/part.asp?part=LPC127CTO
LPC127L250 | 78285664469 | LPC127L250 |  | Non-Insulated Stranded Conductor for Lightning Protection, Copper, Tinned, Ropelay, 0.53" dia, 250', 131.52 kcmil | 15.95 | 6.38 | FT | F2 | 0 | 250 | Non-Stock | Tinned | Copper | 39121621 | EC001471 | Lightning Protection | Conventional Protection | https://www.erico.com/part.asp?part=LPC127L250
LPC127LCTO | 78285673947 | LPC127LCTO |  | Non-Insulated Stranded Conductor for Lightning Protection, Copper, Tinned, Smooth Weave, 0.53" dia, 131.52 kcmil | 16.21 | 6.484 | FT | F2 | 0 | cto ft* | Non-Stock | Tinned | Copper | 39121621 | EC001471 | Lightning Protection | Conventional Protection | https://www.erico.com/part.asp?part=LPC127LCTO
LPC128250 | 78285658887 | LPC128250 |  | Non-Insulated Stranded Conductor for Lightning Protection, Copper, Smooth Weave, 0.55" dia, 250', 98.64 kcmil | 10.63 | 4.252 | FT | F2 | 0 | 250 | Stock |  | Copper | 39121621 | EC001471 | Lightning Protection | Conventional Protection | https://www.erico.com/part.asp?part=LPC128250
LPC128500 | 78285658886 | LPC128500 |  | Non-Insulated Stranded Conductor for Lightning Protection, Copper, Smooth Weave, 0.55" dia, 500', 98.64 kcmil | 9.12 | 3.648 | FT | F2 | 0 | 500 | Non-Stock |  | Copper | 39121621 | EC001471 | Lightning Protection | Conventional Protection | https://www.erico.com/part.asp?part=LPC128500
LPC128CTO | 78285674024 | LPC128CTO |  | Non-Insulated Stranded Conductor for Lightning Protection, Copper, Smooth Weave, 0.55" dia, 98.64 kcmil | 9.1 | 3.64 | FT | F2 | 0 | cto ft* | Non-Stock |  | Copper | 39121621 | EC001471 | Lightning Protection | Conventional Protection | https://www.erico.com/part.asp?part=LPC128CTO
LPC134250 | 78285684077 | LPC134250 |  | Non-Insulated Stranded Conductor for Lightning Protection, Copper, Concentric, 0.5" dia, 250', 133.12 kcmil | 15.88 | 6.352 | FT | F2 | 0 | 250 | Non-Stock |  | Copper | 39121621 | EC001471 | Lightning Protection | Conventional Protection | https://www.erico.com/part.asp?part=LPC134250
LPC136500 | 78285679197 | LPC136500 |  | Non-Insulated Stranded Conductor for Lightning Protection, Copper, Concentric, 0.6" dia, 500', 167.8 kcmil | 13.75 | 5.5 | FT | F2 | 0 | 500 | Non-Stock |  | Copper | 39121621 | EC001471 | Lightning Protection | Conventional Protection | https://www.erico.com/part.asp?part=LPC136500
LPC136CTO | 78285674010 | LPC136CTO |  | Non-Insulated Stranded Conductor for Lightning Protection, Copper, Concentric, 0.6" dia, 167.8 kcmil | 14.65 | 5.86 | FT | F2 | 0 | cto ft* | Non-Stock |  | Copper | 39121621 | EC001471 | Lightning Protection | Conventional Protection | https://www.erico.com/part.asp?part=LPC136CTO
LPC137250 | 78285664431 | LPC137250 |  | Non-Insulated Stranded Conductor for Lightning Protection, Copper, Concentric, 0.65" dia, 250', 211.6 kcmil | 13.31 | 5.324 | FT | F2 | 0 | 250 | Stock |  | Copper | 39121621 | EC001471 | Lightning Protection | Conventional Protection | https://www.erico.com/part.asp?part=LPC137250
LPC137500 | 78285686381 | LPC137500 |  | CABLE,CU,CONCENTRIC,37STR X 12.5GA | 16.43 | 6.572 | FT | F2 | 0 | 500' | Non-Stock |  |  |  |  | Lightning Protection | Conventional Protection | https://www.erico.com/part.asp?part=LPC137500
LPC137CTO | 78285673996 | LPC137CTO |  | Non-Insulated Stranded Conductor for Lightning Protection, Copper, Concentric, 0.65" dia, 211.6 kcmil | 16.86 | 6.744 | FT | F2 | 0 | cto ft* | Non-Stock |  | Copper | 39121621 | EC001471 | Lightning Protection | Conventional Protection | https://www.erico.com/part.asp?part=LPC137CTO
LPC137L250 | 78285670383 | LPC137L250 |  | Non-Insulated Stranded Conductor for Lightning Protection, Copper, Tinned, Concentric, 0.65" dia, 250', 211.6 kcmil | 26.1 | 10.44 | FT | F2 | 0 | 250 | Non-Stock | Tinned | Copper | 39121621 | EC001471 | Lightning Protection | Conventional Protection | https://www.erico.com/part.asp?part=LPC137L250
LPC137LCTO | 78285673504 | LPC137LCTO |  | Non-Insulated Stranded Conductor for Lightning Protection, Copper, Concentric, 0.65" dia, 211.6 kcmil | 19.28 | 7.712 | FT | F2 | 0 | cto ft* | Non-Stock |  | Copper | 39121621 | EC001471 | Lightning Protection | Conventional Protection | https://www.erico.com/part.asp?part=LPC137LCTO
LPC150CTO | 78285674022 | LPC150CTO |  | Non-Insulated Stranded Conductor for Lightning Protection, Copper, Smooth Weave, 0.25" dia, 28.7 kcmil | 4.68 | 1.872 | FT | F2 | 0 | cto ft* | Non-Stock |  | Copper | 39121621 | EC001471 | Lightning Protection | Conventional Protection | https://www.erico.com/part.asp?part=LPC150CTO
LPC151CTO | 78285674013 | LPC151CTO |  | Non-Insulated Solid Conductor, Copper, Bare, 26.24 kcmil | 5.15 | 2.06 | FT | F2 | 0 | cto ft* | Non-Stock | Bare | Copper | 26121634 | EC001471 | Lightning Protection | Conventional Protection | https://www.erico.com/part.asp?part=LPC151CTO
LPC154CTO | 78285674008 | LPC154CTO |  | Non-Insulated Solid Conductor, Copper, Bare, 66.36 kcmil | 14.09 | 5.636 | FT | F2 | 0 | cto ft* | Non-Stock | Bare | Copper | 26121634 | EC001471 | Lightning Protection | Conventional Protection | https://www.erico.com/part.asp?part=LPC154CTO
LPC154LCTO | 78285674005 | LPC154LCTO |  | Non-Insulated Solid Conductor, Copper, Tinned, 66.36 kcmil | 15.98 | 6.392 | FT | F2 | 0 | cto ft* | Non-Stock | Tinned | Copper | 26121634 | EC001471 | Lightning Protection | Conventional Protection | https://www.erico.com/part.asp?part=LPC154LCTO
LPC201B | 78285642617 | LPC201B |  | Air Terminal, Imperial Thread, Copper, Bare, 3/8" dia, Sharp, 10" x 3/8 UNC | 28.62 | 11.448 | EA | F2 | 0 | 1 | Stock | Bare | Copper | 39121621 | EC000505 | Lightning Protection | Conventional Protection | https://www.erico.com/part.asp?part=LPC201B
LPC201BST | 78285642618 | LPC201BST |  | Air Terminal, Imperial Thread, Copper, Bare, 3/8" dia, Blunt, 10" x 3/8 UNC | 20.27 | 8.108 | EA | F2 | 0 | 1 | Stock | Bare | Copper | 39121621 | EC000505 | Lightning Protection | Conventional Protection | https://www.erico.com/part.asp?part=LPC201BST
LPC202 | 78285642620 | LPC202 |  | Air Terminal, Imperial Thread, Copper, Nickel Plated, 3/8" dia, Sharp, 12" x 3/8 UNC | 173.67 | 69.468 | EA | F2 | 0 | 1 | Non-Stock | Nickel Plated | Copper | 39121621 | EC000505 | Lightning Protection | Conventional Protection | https://www.erico.com/part.asp?part=LPC202
LPC202B | 78285642621 | LPC202B |  | Air Terminal, Imperial Thread, Copper, Bare, 3/8" dia, Sharp, 12" x 3/8 UNC | 28.86 | 11.544 | EA | F2 | 0 | 1 | Stock | Bare | Copper | 39121621 | EC000505 | Lightning Protection | Conventional Protection | https://www.erico.com/part.asp?part=LPC202B
LPC202BST | 78285642623 | LPC202BST |  | Air Terminal, Imperial Thread, Copper, Bare, 3/8" dia, Blunt, 12" x 3/8 UNC | 18.12 | 7.248 | EA | F2 | 0 | 1 | Stock | Bare | Copper | 39121621 | EC000505 | Lightning Protection | Conventional Protection | https://www.erico.com/part.asp?part=LPC202BST
LPC202ST | 78285642622 | LPC202ST |  | Air Terminal, Imperial Thread, Copper, Nickel Plated, 3/8" dia, Blunt, 12" x 3/8 UNC | 45.43 | 18.172 | EA | F2 | 0 | 1 | Non-Stock | Nickel Plated | Copper | 39121621 | EC000505 | Lightning Protection | Conventional Protection | https://www.erico.com/part.asp?part=LPC202ST
LPC203 | 78285642624 | LPC203 |  | Air Terminal, Imperial Thread, Copper, Nickel Plated, 3/8" dia, Sharp, 15" x 3/8 UNC | 43.93 | 17.572 | EA | F2 | 0 | 1 | Non-Stock | Nickel Plated | Copper | 39121621 | EC000505 | Lightning Protection | Conventional Protection | https://www.erico.com/part.asp?part=LPC203
LPC203B | 78285642625 | LPC203B |  | Air Terminal, Imperial Thread, Copper, Bare, 3/8" dia, Sharp, 15" x 3/8 UNC | 25.49 | 10.196 | EA | F2 | 0 | 1 | Non-Stock | Bare | Copper | 39121621 | EC000505 | Lightning Protection | Conventional Protection | https://www.erico.com/part.asp?part=LPC203B
LPC203BST | 78285642626 | LPC203BST |  | Air Terminal, Imperial Thread, Copper, Bare, 3/8" dia, Blunt, 15" x 3/8 UNC | 20.73 | 8.292 | EA | F2 | 0 | 1 | Stock | Bare | Copper | 39121621 | EC000505 | Lightning Protection | Conventional Protection | https://www.erico.com/part.asp?part=LPC203BST
LPC203LST | 78285646827 | LPC203LST |  | Air Terminal, Imperial Thread, Copper, Tinned, 3/8" dia, Blunt, 15" x 3/8 UNC | 36.11 | 14.444 | EA | F2 | 0 | 1 | Non-Stock | Tinned | Copper | 39121621 | EC000505 | Lightning Protection | Conventional Protection | https://www.erico.com/part.asp?part=LPC203LST
LPC203ST | 78285642627 | LPC203ST |  | Air Terminal, Imperial Thread, Copper, Nickel Plated, 3/8" dia, Blunt, 15" x 3/8 UNC | 45.82 | 18.328 | EA | F2 | 0 | 1 | Non-Stock | Nickel Plated | Copper | 39121621 | EC000505 | Lightning Protection | Conventional Protection | https://www.erico.com/part.asp?part=LPC203ST
LPC204 | 78285642628 | LPC204 |  | Air Terminal, Imperial Thread, Copper, Nickel Plated, 3/8" dia, Sharp, 18" x 3/8 UNC | 65.11 | 26.044 | EA | F2 | 0 | 1 | Stock | Nickel Plated | Copper | 39121621 | EC000505 | Lightning Protection | Conventional Protection | https://www.erico.com/part.asp?part=LPC204
LPC204B | 78285642629 | LPC204B |  | Air Terminal, Imperial Thread, Copper, Bare, 3/8" dia, Sharp, 18" x 3/8 UNC | 29.35 | 11.74 | EA | F2 | 0 | 1 | Stock | Bare | Copper | 39121621 | EC000505 | Lightning Protection | Conventional Protection | https://www.erico.com/part.asp?part=LPC204B
LPC204BST | 78285642630 | LPC204BST |  | Air Terminal, Imperial Thread, Copper, Bare, 3/8" dia, Blunt, 18" x 3/8 UNC | 26.32 | 10.528 | EA | F2 | 0 | 1 | Stock | Bare | Copper | 39121621 | EC000505 | Lightning Protection | Conventional Protection | https://www.erico.com/part.asp?part=LPC204BST
LPC204LST | 78285659706 | LPC204LST |  | Air Terminal, Imperial Thread, Copper, Tinned, 3/8" dia, Blunt, 18" x 3/8 UNC | 136.59 | 54.636 | EA | F2 | 0 | 1 | Non-Stock | Tinned | Copper | 39121621 | EC000505 | Lightning Protection | Conventional Protection | https://www.erico.com/part.asp?part=LPC204LST
LPC204ST | 78285642631 | LPC204ST |  | Air Terminal, Imperial Thread, Copper, Nickel Plated, 3/8" dia, Blunt, 18" x 3/8 UNC | 71.55 | 28.62 | EA | F2 | 0 | 1 | Non-Stock | Nickel Plated | Copper | 39121621 | EC000505 | Lightning Protection | Conventional Protection | https://www.erico.com/part.asp?part=LPC204ST
LPC205 | 78285642632 | LPC205 |  | Air Terminal, Imperial Thread, Copper, Nickel Plated, 3/8" dia, Sharp, 24" x 3/8 UNC | 76.34 | 30.536 | EA | F2 | 0 | 1 | Stock | Nickel Plated | Copper | 39121621 | EC000505 | Lightning Protection | Conventional Protection | https://www.erico.com/part.asp?part=LPC205
LPC205B | 78285643623 | LPC205B |  | Air Terminal, Imperial Thread, Copper, Bare, 3/8" dia, Sharp, 24" x 3/8 UNC | 37.26 | 14.904 | EA | F2 | 0 | 1 | Stock | Bare | Copper | 39121621 | EC000505 | Lightning Protection | Conventional Protection | https://www.erico.com/part.asp?part=LPC205B
LPC205BST | 78285642633 | LPC205BST |  | Air Terminal, Imperial Thread, Copper, Bare, 3/8" dia, Blunt, 24" x 3/8 UNC | 32.3 | 12.92 | EA | F2 | 0 | 1 | Stock | Bare | Copper | 39121621 | EC000505 | Lightning Protection | Conventional Protection | https://www.erico.com/part.asp?part=LPC205BST
LPC205LST | 78285664583 | LPC205LST |  | Air Terminal, Imperial Thread, Copper, Tinned, 3/8" dia, Blunt, 24" x 3/8 UNC | 57.94 | 23.176 | EA | F2 | 0 | 1 | Non-Stock | Tinned | Copper | 39121621 | EC000505 | Lightning Protection | Conventional Protection | https://www.erico.com/part.asp?part=LPC205LST
LPC205ST | 78285642634 | LPC205ST |  | Air Terminal, Imperial Thread, Copper, Nickel Plated, 3/8" dia, Blunt, 24" x 3/8 UNC | 79.04 | 31.616 | EA | F2 | 0 | 1 | Non-Stock | Nickel Plated | Copper | 39121621 | EC000505 | Lightning Protection | Conventional Protection | https://www.erico.com/part.asp?part=LPC205ST
LPC206 | 78285642635 | LPC206 |  | Air Terminal, Imperial Thread, Copper, Nickel Plated, 3/8" dia, Sharp, 30" x 3/8 UNC | 111.76 | 44.704 | EA | F2 | 0 | 1 | Non-Stock | Nickel Plated | Copper | 39121621 | EC000505 | Lightning Protection | Conventional Protection | https://www.erico.com/part.asp?part=LPC206
LPC206B | 78285642636 | LPC206B |  | Air Terminal, Imperial Thread, Copper, Bare, 3/8" dia, Sharp, 30" x 3/8 UNC | 41.53 | 16.612 | EA | F2 | 0 | 1 | Non-Stock | Bare | Copper | 39121621 | EC000505 | Lightning Protection | Conventional Protection | https://www.erico.com/part.asp?part=LPC206B
LPC206BST | 78285642637 | LPC206BST |  | Air Terminal, Imperial Thread, Copper, Bare, 3/8" dia, Blunt, 30" x 3/8 UNC | 34.7 | 13.88 | EA | F2 | 0 | 1 | Non-Stock | Bare | Copper | 39121621 | EC000505 | Lightning Protection | Conventional Protection | https://www.erico.com/part.asp?part=LPC206BST
LPC206LST | 78285661494 | LPC206LST |  | Air Terminal, Imperial Thread, Copper, Tinned, 3/8" dia, Blunt, 30" x 3/8 UNC | 62.73 | 25.092 | EA | F2 | 0 | 1 | Non-Stock | Tinned | Copper | 39121621 | EC000505 | Lightning Protection | Conventional Protection | https://www.erico.com/part.asp?part=LPC206LST
LPC206ST | 78285642638 | LPC206ST |  | Air Terminal, Imperial Thread, Copper, Nickel Plated, 3/8" dia, Blunt, 30" x 3/8 UNC | 115.89 | 46.356 | EA | F2 | 0 | 1 | Non-Stock | Nickel Plated | Copper | 39121621 | EC000505 | Lightning Protection | Conventional Protection | https://www.erico.com/part.asp?part=LPC206ST
LPC207 | 78285642639 | LPC207 |  | Air Terminal, Imperial Thread, Copper, Nickel Plated, 3/8" dia, Sharp, 36" x 3/8 UNC | 178.4 | 71.36 | EA | F2 | 0 | 1 | Non-Stock | Nickel Plated | Copper | 39121621 | EC000505 | Lightning Protection | Conventional Protection | https://www.erico.com/part.asp?part=LPC207
LPC207B | 78285642640 | LPC207B |  | Air Terminal, Imperial Thread, Copper, Bare, 3/8" dia, Sharp, 36" x 3/8 UNC | 52.17 | 20.868 | EA | F2 | 0 | 1 | Non-Stock | Bare | Copper | 39121621 | EC000505 | Lightning Protection | Conventional Protection | https://www.erico.com/part.asp?part=LPC207B
LPC207BST | 78285642641 | LPC207BST |  | Air Terminal, Imperial Thread, Copper, Bare, 3/8" dia, Blunt, 36" x 3/8 UNC | 45.84 | 18.336 | EA | F2 | 0 | 1 | Stock | Bare | Copper | 39121621 | EC000505 | Lightning Protection | Conventional Protection | https://www.erico.com/part.asp?part=LPC207BST
LPC207LST | 78285666020 | LPC207LST |  | Air Terminal, Imperial Thread, Copper, Tinned, 3/8" dia, Blunt, 36" x 3/8 UNC | 100.91 | 40.364 | EA | F2 | 0 | 1 | Non-Stock | Tinned | Copper | 39121621 | EC000505 | Lightning Protection | Conventional Protection | https://www.erico.com/part.asp?part=LPC207LST
LPC207ST | 78285642642 | LPC207ST |  | Air Terminal, Imperial Thread, Copper, Nickel Plated, 3/8" dia, Blunt, 36" x 3/8 UNC | 320.51 | 128.204 | EA | F2 | 0 | 1 | Non-Stock | Nickel Plated | Copper | 39121621 | EC000505 | Lightning Protection | Conventional Protection | https://www.erico.com/part.asp?part=LPC207ST
LPC208 | 78285642643 | LPC208 |  | Air Terminal, Imperial Thread, Copper, Nickel Plated, 3/8" dia, Sharp, 48" x 3/8 UNC | 156.76 | 62.704 | EA | F2 | 0 | 1 | Non-Stock | Nickel Plated | Copper | 39121621 | EC000505 | Lightning Protection | Conventional Protection | https://www.erico.com/part.asp?part=LPC208
LPC208B | 78285642644 | LPC208B |  | Air Terminal, Imperial Thread, Copper, Bare, 3/8" dia, Sharp, 48" x 3/8 UNC | 91.17 | 36.468 | EA | F2 | 0 | 1 | Non-Stock | Bare | Copper | 39121621 | EC000505 | Lightning Protection | Conventional Protection | https://www.erico.com/part.asp?part=LPC208B
LPC208BST | 78285642645 | LPC208BST |  | Air Terminal, Imperial Thread, Copper, Bare, 3/8" dia, Blunt, 48" x 3/8 UNC | 63.94 | 25.576 | EA | F2 | 0 | 1 | Non-Stock | Bare | Copper | 39121621 | EC000505 | Lightning Protection | Conventional Protection | https://www.erico.com/part.asp?part=LPC208BST
LPC208LST | 78285673141 | LPC208LST |  | Air Terminal, Imperial Thread, Copper, Tinned, 3/8" dia, Blunt, 48" x 3/8 UNC | 169.31 | 67.724 | EA | F2 | 0 | 1 | Non-Stock | Tinned | Copper | 39121621 | EC000505 | Lightning Protection | Conventional Protection | https://www.erico.com/part.asp?part=LPC208LST
LPC208ST | 78285642646 | LPC208ST |  | Air Terminal, Imperial Thread, Copper, Nickel Plated, 3/8" dia, Blunt, 48" x 3/8 UNC | 170.97 | 68.388 | EA | F2 | 0 | 1 | Non-Stock | Nickel Plated | Copper | 39121621 | EC000505 | Lightning Protection | Conventional Protection | https://www.erico.com/part.asp?part=LPC208ST
LPC221B | 78285642648 | LPC221B |  | Air Terminal, Imperial Thread, Copper, Bare, 1/2" dia, Sharp, 10" x 1/2 UNC | 33.76 | 13.504 | EA | F2 | 0 | 1 | Non-Stock | Bare | Copper | 39121621 | EC000505 | Lightning Protection | Conventional Protection | https://www.erico.com/part.asp?part=LPC221B
LPC221BST | 78285642649 | LPC221BST |  | Air Terminal, Imperial Thread, Copper, Bare, 1/2" dia, Blunt, 10" x 1/2 UNC | 28.9 | 11.56 | EA | F2 | 0 | 1 | Non-Stock | Bare | Copper | 39121621 | EC000505 | Lightning Protection | Conventional Protection | https://www.erico.com/part.asp?part=LPC221BST
LPC222 | 78285661126 | LPC222 |  | Air Terminal, Imperial Thread, Copper, Nickel Plated, 1/2" dia, Sharp, 12" x 1/2 UNC | 71.3 | 28.52 | EA | F2 | 0 | 1 | Non-Stock | Nickel Plated | Copper | 39121621 | EC000505 | Lightning Protection | Conventional Protection | https://www.erico.com/part.asp?part=LPC222
LPC222B | 78285642651 | LPC222B |  | Air Terminal, Imperial Thread, Copper, Bare, 1/2" dia, Sharp, 12" x 1/2 UNC | 30.4 | 12.16 | EA | F2 | 0 | 1 | Stock | Bare | Copper | 39121621 | EC000505 | Lightning Protection | Conventional Protection | https://www.erico.com/part.asp?part=LPC222B
LPC222BST | 78285642652 | LPC222BST |  | Air Terminal, Imperial Thread, Copper, Bare, 1/2" dia, Blunt, 12" x 1/2 UNC | 27.07 | 10.828 | EA | F2 | 0 | 1 | Stock | Bare | Copper | 39121621 | EC000505 | Lightning Protection | Conventional Protection | https://www.erico.com/part.asp?part=LPC222BST
LPC222LST | 78285657705 | LPC222LST |  | Air Terminal, Imperial Thread, Copper, Tinned, 1/2" dia, Blunt, 12" x 1/2 UNC | 65.6 | 26.24 | EA | F2 | 0 | 1 | Non-Stock | Tinned | Copper | 39121621 | EC000505 | Lightning Protection | Conventional Protection | https://www.erico.com/part.asp?part=LPC222LST
LPC222ST | 78285642653 | LPC222ST |  | Air Terminal, Imperial Thread, Copper, Nickel Plated, 1/2" dia, Blunt, 12" x 1/2 UNC | 55.53 | 22.212 | EA | F2 | 0 | 1 | Stock | Nickel Plated | Copper | 39121621 | EC000505 | Lightning Protection | Conventional Protection | https://www.erico.com/part.asp?part=LPC222ST
LPC223 | 78285642654 | LPC223 |  | Air Terminal, Imperial Thread, Copper, Nickel Plated, 1/2" dia, Sharp, 15" x 1/2 UNC | 61.38 | 24.552 | EA | F2 | 0 | 1 | Non-Stock | Nickel Plated | Copper | 39121621 | EC000505 | Lightning Protection | Conventional Protection | https://www.erico.com/part.asp?part=LPC223
LPC223B | 78285642655 | LPC223B |  | Air Terminal, Imperial Thread, Copper, Bare, 1/2" dia, Sharp, 15" x 1/2 UNC | 40.6 | 16.24 | EA | F2 | 0 | 1 | Non-Stock | Bare | Copper | 39121621 | EC000505 | Lightning Protection | Conventional Protection | https://www.erico.com/part.asp?part=LPC223B
LPC223BST | 78285642656 | LPC223BST |  | Air Terminal, Imperial Thread, Copper, Bare, 1/2" dia, Blunt, 15" x 1/2 UNC | 34.11 | 13.644 | EA | F2 | 0 | 1 | Stock | Bare | Copper | 39121621 | EC000505 | Lightning Protection | Conventional Protection | https://www.erico.com/part.asp?part=LPC223BST
LPC223LST | 78285651453 | LPC223LST |  | Air Terminal, Imperial Thread, Copper, Tinned, 1/2" dia, Blunt, 15" x 1/2 UNC | 79.89 | 31.956 | EA | F2 | 0 | 1 | Non-Stock | Tinned | Copper | 39121621 | EC000505 | Lightning Protection | Conventional Protection | https://www.erico.com/part.asp?part=LPC223LST
LPC223ST | 78285642657 | LPC223ST |  | Air Terminal, Imperial Thread, Copper, Nickel Plated, 1/2" dia, Blunt, 15" x 1/2 UNC | 58.72 | 23.488 | EA | F2 | 0 | 1 | Non-Stock | Nickel Plated | Copper | 39121621 | EC000505 | Lightning Protection | Conventional Protection | https://www.erico.com/part.asp?part=LPC223ST
LPC224 | 78285664582 | LPC224 |  | Air Terminal, Imperial Thread, Copper, Nickel Plated, 1/2" dia, Sharp, 18" x 1/2 UNC | 90.36 | 36.144 | EA | F2 | 0 | 1 | Non-Stock | Nickel Plated | Copper | 39121621 | EC000505 | Lightning Protection | Conventional Protection | https://www.erico.com/part.asp?part=LPC224
LPC224B | 78285647139 | LPC224B |  | Air Terminal, Imperial Thread, Copper, Bare, 1/2" dia, Sharp, 18" x 1/2 UNC | 43.87 | 17.548 | EA | F2 | 0 | 1 | Stock | Bare | Copper | 39121621 | EC000505 | Lightning Protection | Conventional Protection | https://www.erico.com/part.asp?part=LPC224B
LPC224BST | 78285642659 | LPC224BST |  | Air Terminal, Imperial Thread, Copper, Bare, 1/2" dia, Blunt, 18" x 1/2 UNC | 37.26 | 14.904 | EA | F2 | 0 | 1 | Stock | Bare | Copper | 39121621 | EC000505 | Lightning Protection | Conventional Protection | https://www.erico.com/part.asp?part=LPC224BST
LPC224LST | 78285664595 | LPC224LST |  | Air Terminal, Imperial Thread, Copper, Tinned, 1/2" dia, Blunt, 18" x 1/2 UNC | 63.08 | 25.232 | EA | F2 | 0 | 1 | Non-Stock | Tinned | Copper | 39121621 | EC000505 | Lightning Protection | Conventional Protection | https://www.erico.com/part.asp?part=LPC224LST
LPC224ST | 78285642660 | LPC224ST |  | Air Terminal, Imperial Thread, Copper, Nickel Plated, 1/2" dia, Blunt, 18" x 1/2 UNC | 97.31 | 38.924 | EA | F2 | 0 | 1 | Non-Stock | Nickel Plated | Copper | 39121621 | EC000505 | Lightning Protection | Conventional Protection | https://www.erico.com/part.asp?part=LPC224ST
LPC225 | 78285642661 | LPC225 |  | Air Terminal, Imperial Thread, Copper, Nickel Plated, 1/2" dia, Sharp, 24" x 1/2 UNC | 109.32 | 43.728 | EA | F2 | 0 | 1 | Stock | Nickel Plated | Copper | 39121621 | EC000505 | Lightning Protection | Conventional Protection | https://www.erico.com/part.asp?part=LPC225
LPC225B | 78285643621 | LPC225B |  | Air Terminal, Imperial Thread, Copper, Bare, 1/2" dia, Sharp, 24" x 1/2 UNC | 59.25 | 23.7 | EA | F2 | 0 | 1 | Stock | Bare | Copper | 39121621 | EC000505 | Lightning Protection | Conventional Protection | https://www.erico.com/part.asp?part=LPC225B
LPC225BST | 78285642662 | LPC225BST |  | Air Terminal, Imperial Thread, Copper, Bare, 1/2" dia, Blunt, 24" x 1/2 UNC | 48.16 | 19.264 | EA | F2 | 0 | 1 | Stock | Bare | Copper | 39121621 | EC000505 | Lightning Protection | Conventional Protection | https://www.erico.com/part.asp?part=LPC225BST
LPC225LST | 78285664487 | LPC225LST |  | Air Terminal, Imperial Thread, Copper, Tinned, 1/2" dia, Blunt, 24" x 1/2 UNC | 85.39 | 34.156 | EA | F2 | 0 | 1 | Stock | Tinned | Copper | 39121621 | EC000505 | Lightning Protection | Conventional Protection | https://www.erico.com/part.asp?part=LPC225LST
LPC225ST | 78285642663 | LPC225ST |  | Air Terminal, Imperial Thread, Copper, Nickel Plated, 1/2" dia, Blunt, 24" x 1/2 UNC | 99.28 | 39.712 | EA | F2 | 0 | 1 | Stock | Nickel Plated | Copper | 39121621 | EC000505 | Lightning Protection | Conventional Protection | https://www.erico.com/part.asp?part=LPC225ST
LPC226 | 78285642664 | LPC226 |  | Air Terminal, Imperial Thread, Copper, Nickel Plated, 1/2" dia, Sharp, 30" x 1/2 UNC | 149.38 | 59.752 | EA | F2 | 0 | 1 | Non-Stock | Nickel Plated | Copper | 39121621 | EC000505 | Lightning Protection | Conventional Protection | https://www.erico.com/part.asp?part=LPC226
LPC226B | 78285642665 | LPC226B |  | Air Terminal, Imperial Thread, Copper, Bare, 1/2" dia, Sharp, 30" x 1/2 UNC | 76.91 | 30.764 | EA | F2 | 0 | 1 | Non-Stock | Bare | Copper | 39121621 | EC000505 | Lightning Protection | Conventional Protection | https://www.erico.com/part.asp?part=LPC226B
LPC226BST | 78285642666 | LPC226BST |  | Air Terminal, Imperial Thread, Copper, Bare, 1/2" dia, Blunt, 30" x 1/2 UNC | 61.6 | 24.64 | EA | F2 | 0 | 1 | Stock | Bare | Copper | 39121621 | EC000505 | Lightning Protection | Conventional Protection | https://www.erico.com/part.asp?part=LPC226BST
LPC226LST | 78285662243 | LPC226LST |  | Air Terminal, Imperial Thread, Copper, Tinned, 1/2" dia, Blunt, 30" x 1/2 UNC | 322.93 | 129.172 | EA | F2 | 0 | 1 | Non-Stock | Tinned | Copper | 39121621 | EC000505 | Lightning Protection | Conventional Protection | https://www.erico.com/part.asp?part=LPC226LST
LPC226ST | 78285642667 | LPC226ST |  | Air Terminal, Imperial Thread, Copper, Nickel Plated, 1/2" dia, Blunt, 30" x 1/2 UNC | 141.43 | 56.572 | EA | F2 | 0 | 1 | Non-Stock | Nickel Plated | Copper | 39121621 | EC000505 | Lightning Protection | Conventional Protection | https://www.erico.com/part.asp?part=LPC226ST
LPC227 | 78285642668 | LPC227 |  | Air Terminal, Imperial Thread, Copper, Nickel Plated, 1/2" dia, Sharp, 36" x 1/2 UNC | 235.39 | 94.156 | EA | F2 | 0 | 1 | Stock | Nickel Plated | Copper | 39121621 | EC000505 | Lightning Protection | Conventional Protection | https://www.erico.com/part.asp?part=LPC227
LPC227B | 78285642669 | LPC227B |  | Air Terminal, Imperial Thread, Copper, Bare, 1/2" dia, Sharp, 36" x 1/2 UNC | 84.31 | 33.724 | EA | F2 | 0 | 1 | Stock | Bare | Copper | 39121621 | EC000505 | Lightning Protection | Conventional Protection | https://www.erico.com/part.asp?part=LPC227B
LPC227BST | 78285642670 | LPC227BST |  | Air Terminal, Imperial Thread, Copper, Bare, 1/2" dia, Blunt, 36" x 1/2 UNC | 76.88 | 30.752 | EA | F2 | 0 | 1 | Stock | Bare | Copper | 39121621 | EC000505 | Lightning Protection | Conventional Protection | https://www.erico.com/part.asp?part=LPC227BST
LPC227LST | 78285659742 | LPC227LST |  | Air Terminal, Imperial Thread, Copper, Tinned, 1/2" dia, Blunt, 36" x 1/2 UNC | 132.79 | 53.116 | EA | F2 | 0 | 1 | Non-Stock | Tinned | Copper | 39121621 | EC000505 | Lightning Protection | Conventional Protection | https://www.erico.com/part.asp?part=LPC227LST
LPC227ST | 78285642671 | LPC227ST |  | Air Terminal, Imperial Thread, Copper, Nickel Plated, 1/2" dia, Blunt, 36" x 1/2 UNC | 121.85 | 48.74 | EA | F2 | 0 | 1 | Non-Stock | Nickel Plated | Copper | 39121621 | EC000505 | Lightning Protection | Conventional Protection | https://www.erico.com/part.asp?part=LPC227ST
LPC228 | 78285642672 | LPC228 |  | Air Terminal, Imperial Thread, Copper, Nickel Plated, 1/2" dia, Sharp, 48" x 1/2 UNC | 211.55 | 84.62 | EA | F2 | 0 | 1 | Non-Stock | Nickel Plated | Copper | 39121621 | EC000505 | Lightning Protection | Conventional Protection | https://www.erico.com/part.asp?part=LPC228
LPC228B | 78285642673 | LPC228B |  | Air Terminal, Imperial Thread, Copper, Bare, 1/2" dia, Sharp, 48" x 1/2 UNC | 112.13 | 44.852 | EA | F2 | 0 | 1 | Stock | Bare | Copper | 39121621 | EC000505 | Lightning Protection | Conventional Protection | https://www.erico.com/part.asp?part=LPC228B
LPC228BST | 78285642674 | LPC228BST |  | Air Terminal, Imperial Thread, Copper, Bare, 1/2" dia, Blunt, 48" x 1/2 UNC | 100.42 | 40.168 | EA | F2 | 0 | 1 | Stock | Bare | Copper | 39121621 | EC000505 | Lightning Protection | Conventional Protection | https://www.erico.com/part.asp?part=LPC228BST
LPC228LST | 78285659662 | LPC228LST |  | Air Terminal, Imperial Thread, Copper, Tinned, 1/2" dia, Blunt, 48" x 1/2 UNC | 173.15 | 69.26 | EA | F2 | 0 | 1 | Non-Stock | Tinned | Copper | 39121621 | EC000505 | Lightning Protection | Conventional Protection | https://www.erico.com/part.asp?part=LPC228LST
LPC228ST | 78285642675 | LPC228ST |  | Air Terminal, Imperial Thread, Copper, Nickel Plated, 1/2" dia, Blunt, 48" x 1/2 UNC | 196.1 | 78.44 | EA | F2 | 0 | 1 | Non-Stock | Nickel Plated | Copper | 39121621 | EC000505 | Lightning Protection | Conventional Protection | https://www.erico.com/part.asp?part=LPC228ST
LPC241B | 78285642677 | LPC241B |  | Air Terminal, Imperial Thread, Copper, Bare, 5/8" dia, Sharp, 10" x 5/8 UNC | 42.9 | 17.16 | EA | F2 | 0 | 1 | Non-Stock | Bare | Copper | 39121621 | EC000505 | Lightning Protection | Conventional Protection | https://www.erico.com/part.asp?part=LPC241B
LPC241BST | 78285642678 | LPC241BST |  | Air Terminal, Imperial Thread, Copper, Bare, 5/8" dia, Blunt, 10" x 5/8 UNC | 39.06 | 15.624 | EA | F2 | 0 | 1 | Non-Stock | Bare | Copper | 39121621 | EC000505 | Lightning Protection | Conventional Protection | https://www.erico.com/part.asp?part=LPC241BST
LPC242 | 78285642680 | LPC242 |  | Air Terminal, Imperial Thread, Copper, Nickel Plated, 5/8" dia, Sharp, 12" x 5/8 UNC | 66.57 | 26.628 | EA | F2 | 0 | 1 | Non-Stock | Nickel Plated | Copper | 39121621 | EC000505 | Lightning Protection | Conventional Protection | https://www.erico.com/part.asp?part=LPC242
LPC242B | 78285642681 | LPC242B |  | Air Terminal, Imperial Thread, Copper, Bare, 5/8" dia, Sharp, 12" x 5/8 UNC | 48.3 | 19.32 | EA | F2 | 0 | 1 | Non-Stock | Bare | Copper | 39121621 | EC000505 | Lightning Protection | Conventional Protection | https://www.erico.com/part.asp?part=LPC242B
LPC242BST | 78285642682 | LPC242BST |  | Air Terminal, Imperial Thread, Copper, Bare, 5/8" dia, Blunt, 12" x 5/8 UNC | 44.55 | 17.82 | EA | F2 | 0 | 1 | Stock | Bare | Copper | 39121621 | EC000505 | Lightning Protection | Conventional Protection | https://www.erico.com/part.asp?part=LPC242BST
LPC242LST | 78285663215 | LPC242LST |  | Air Terminal, Imperial Thread, Copper, Tinned, 5/8" dia, Blunt, 12" x 5/8 UNC | 63.65 | 25.46 | EA | F2 | 0 | 1 | Non-Stock | Tinned | Copper | 39121621 | EC000505 | Lightning Protection | Conventional Protection | https://www.erico.com/part.asp?part=LPC242LST
LPC242ST | 78285642683 | LPC242ST |  | Air Terminal, Imperial Thread, Copper, Nickel Plated, 5/8" dia, Blunt, 12" x 5/8 UNC | 85.74 | 34.296 | EA | F2 | 0 | 1 | Non-Stock | Nickel Plated | Copper | 39121621 | EC000505 | Lightning Protection | Conventional Protection | https://www.erico.com/part.asp?part=LPC242ST
LPC243 | 78285642684 | LPC243 |  | Air Terminal, Imperial Thread, Copper, Nickel Plated, 5/8" dia, Sharp, 15" x 5/8 UNC | 208.54 | 83.416 | EA | F2 | 0 | 1 | Non-Stock | Nickel Plated | Copper | 39121621 | EC000505 | Lightning Protection | Conventional Protection | https://www.erico.com/part.asp?part=LPC243
LPC243B | 78285642685 | LPC243B |  | Air Terminal, Imperial Thread, Copper, Bare, 5/8" dia, Sharp, 15" x 5/8 UNC | 73.41 | 29.364 | EA | F2 | 0 | 1 | Non-Stock | Bare | Copper | 39121621 | EC000505 | Lightning Protection | Conventional Protection | https://www.erico.com/part.asp?part=LPC243B
LPC243BST | 78285642686 | LPC243BST |  | Air Terminal, Imperial Thread, Copper, Bare, 5/8" dia, Blunt, 15" x 5/8 UNC | 54.08 | 21.632 | EA | F2 | 0 | 1 | Non-Stock | Bare | Copper | 39121621 | EC000505 | Lightning Protection | Conventional Protection | https://www.erico.com/part.asp?part=LPC243BST
LPC243LST | 78285684931 | LPC243LST |  | Air Term, Cu. 5/8" x 15" Tinned Safety Tipped | 75.63 | 30.252 | EA | F2 | 0 | 1 | Non-Stock |  |  |  |  | Lightning Protection | Conventional Protection | https://www.erico.com/part.asp?part=LPC243LST
LPC244 | 78285642688 | LPC244 |  | Air Terminal, Imperial Thread, Copper, Nickel Plated, 5/8" dia, Sharp, 18" x 5/8 UNC | 105.27 | 42.108 | EA | F2 | 0 | 1 | Non-Stock | Nickel Plated | Copper | 39121621 | EC000505 | Lightning Protection | Conventional Protection | https://www.erico.com/part.asp?part=LPC244
LPC244B | 78285644285 | LPC244B |  | Air Terminal, Imperial Thread, Copper, Bare, 5/8" dia, Sharp, 18" x 5/8 UNC | 63.69 | 25.476 | EA | F2 | 0 | 1 | Stock | Bare | Copper | 39121621 | EC000505 | Lightning Protection | Conventional Protection | https://www.erico.com/part.asp?part=LPC244B
LPC244BST | 78285642689 | LPC244BST |  | Air Terminal, Imperial Thread, Copper, Bare, 5/8" dia, Blunt, 18" x 5/8 UNC | 101.76 | 40.704 | EA | F2 | 0 | 1 | Stock | Bare | Copper | 39121621 | EC000505 | Lightning Protection | Conventional Protection | https://www.erico.com/part.asp?part=LPC244BST
LPC244LST | 78285667482 | LPC244LST |  | Air Terminal, Imperial Thread, Copper, Tinned, 5/8" dia, Blunt, 18" x 5/8 UNC | 99.65 | 39.86 | EA | F2 | 0 | 1 | Non-Stock | Tinned | Copper | 39121621 | EC000505 | Lightning Protection | Conventional Protection | https://www.erico.com/part.asp?part=LPC244LST
LPC244MBST | 78285678929 | LPC244MBST |  | Air Terminal, Imperial Thread, Copper, Bare, 5/8" dia, Blunt, 19.7" x 5/8 UNC | 91.64 | 36.656 | EA | F2 | 0 | 1 | Non-Stock | Bare | Copper | 39121621 | EC000505 | Lightning Protection | Conventional Protection | https://www.erico.com/part.asp?part=LPC244MBST
LPC244ST | 78285642690 | LPC244ST |  | Air Terminal, Imperial Thread, Copper, Nickel Plated, 5/8" dia, Blunt, 18" x 5/8 UNC | 107.66 | 43.064 | EA | F2 | 0 | 1 | Non-Stock | Nickel Plated | Copper | 39121621 | EC000505 | Lightning Protection | Conventional Protection | https://www.erico.com/part.asp?part=LPC244ST
LPC245 | 78285642691 | LPC245 |  | Air Terminal, Imperial Thread, Copper, Nickel Plated, 5/8" dia, Sharp, 24" x 5/8 UNC | 148.54 | 59.416 | EA | F2 | 0 | 1 | Stock | Nickel Plated | Copper | 39121621 | EC000505 | Lightning Protection | Conventional Protection | https://www.erico.com/part.asp?part=LPC245
LPC245B | 78285644284 | LPC245B |  | Air Terminal, Imperial Thread, Copper, Bare, 5/8" dia, Sharp, 24" x 5/8 UNC | 88.66 | 35.464 | EA | F2 | 0 | 1 | Stock | Bare | Copper | 39121621 | EC000505 | Lightning Protection | Conventional Protection | https://www.erico.com/part.asp?part=LPC245B
LPC245BST | 78285642692 | LPC245BST |  | Air Terminal, Imperial Thread, Copper, Bare, 5/8" dia, Blunt, 24" x 5/8 UNC | 70.58 | 28.232 | EA | F2 | 0 | 1 | Stock | Bare | Copper | 39121621 | EC000505 | Lightning Protection | Conventional Protection | https://www.erico.com/part.asp?part=LPC245BST
LPC245LST | 78285661293 | LPC245LST |  | Air Terminal, Imperial Thread, Copper, Tinned, 5/8" dia, Blunt, 24" x 5/8 UNC | 124.61 | 49.844 | EA | F2 | 0 | 1 | Non-Stock | Tinned | Copper | 39121621 | EC000505 | Lightning Protection | Conventional Protection | https://www.erico.com/part.asp?part=LPC245LST
LPC245ST | 78285642693 | LPC245ST |  | Air Terminal, Imperial Thread, Copper, Nickel Plated, 5/8" dia, Blunt, 24" x 5/8 UNC | 179.05 | 71.62 | EA | F2 | 0 | 1 | Non-Stock | Nickel Plated | Copper | 39121621 | EC000505 | Lightning Protection | Conventional Protection | https://www.erico.com/part.asp?part=LPC245ST
LPC246 | 78285642694 | LPC246 |  | Air Terminal, Imperial Thread, Copper, Nickel Plated, 5/8" dia, Sharp, 30" x 5/8 UNC | 239.01 | 95.604 | EA | F2 | 0 | 1 | Non-Stock | Nickel Plated | Copper | 39121621 | EC000505 | Lightning Protection | Conventional Protection | https://www.erico.com/part.asp?part=LPC246
LPC246B | 78285643630 | LPC246B |  | Air Terminal, Imperial Thread, Copper, Bare, 5/8" dia, Sharp, 30" x 5/8 UNC | 142.81 | 57.124 | EA | F2 | 0 | 1 | Non-Stock | Bare | Copper | 39121621 | EC000505 | Lightning Protection | Conventional Protection | https://www.erico.com/part.asp?part=LPC246B
LPC246BST | 78285642695 | LPC246BST |  | Air Terminal, Imperial Thread, Copper, Bare, 5/8" dia, Blunt, 30" x 5/8 UNC | 124.79 | 49.916 | EA | F2 | 0 | 1 | Non-Stock | Bare | Copper | 39121621 | EC000505 | Lightning Protection | Conventional Protection | https://www.erico.com/part.asp?part=LPC246BST
LPC246ST | 78285642696 | LPC246ST |  | Air Terminal, Imperial Thread, Copper, Nickel Plated, 5/8" dia, Blunt, 30" x 5/8 UNC | 210.86 | 84.344 | EA | F2 | 0 | 1 | Non-Stock | Nickel Plated | Copper | 39121621 | EC000505 | Lightning Protection | Conventional Protection | https://www.erico.com/part.asp?part=LPC246ST
LPC247 | 78285642697 | LPC247 |  | Air Terminal, Imperial Thread, Copper, Nickel Plated, 5/8" dia, Sharp, 36" x 5/8 UNC | 198.15 | 79.26 | EA | F2 | 0 | 1 | Non-Stock | Nickel Plated | Copper | 39121621 | EC000505 | Lightning Protection | Conventional Protection | https://www.erico.com/part.asp?part=LPC247
LPC247B | 78285642698 | LPC247B |  | Air Terminal, Imperial Thread, Copper, Bare, 5/8" dia, Sharp, 36" x 5/8 UNC | 130.27 | 52.108 | EA | F2 | 0 | 1 | Non-Stock | Bare | Copper | 39121621 | EC000505 | Lightning Protection | Conventional Protection | https://www.erico.com/part.asp?part=LPC247B
LPC247BST | 78285642699 | LPC247BST |  | Air Terminal, Imperial Thread, Copper, Bare, 5/8" dia, Blunt, 36" x 5/8 UNC | 124.8 | 49.92 | EA | F2 | 0 | 1 | Stock | Bare | Copper | 39121621 | EC000505 | Lightning Protection | Conventional Protection | https://www.erico.com/part.asp?part=LPC247BST
LPC247LST | 78285664869 | LPC247LST |  | Air Terminal, Imperial Thread, Copper, Tinned, 5/8" dia, Blunt, 36" x 5/8 UNC | 181.53 | 72.612 | EA | F2 | 0 | 1 | Non-Stock | Tinned | Copper | 39121621 | EC000505 | Lightning Protection | Conventional Protection | https://www.erico.com/part.asp?part=LPC247LST
LPC247MBST | 78285678927 | LPC247MBST |  | Air Terminal, Imperial Thread, Copper, Bare, 5/8" dia, Blunt, 39.4" x 5/8 UNC | 114.76 | 45.904 | EA | F2 | 0 | 1 | Non-Stock | Bare | Copper | 39121621 | EC000505 | Lightning Protection | Conventional Protection | https://www.erico.com/part.asp?part=LPC247MBST
LPC247ST | 78285642700 | LPC247ST |  | Air Terminal, Imperial Thread, Copper, Nickel Plated, 5/8" dia, Blunt, 48" x 5/8 UNC | 239.01 | 95.604 | EA | F2 | 0 | 1 | Non-Stock | Nickel Plated | Copper | 39121621 | EC000505 | Lightning Protection | Conventional Protection | https://www.erico.com/part.asp?part=LPC247ST
LPC248 | 78285644283 | LPC248 |  | Air Terminal, Imperial Thread, Copper, Nickel Plated, 5/8" dia, Sharp, 48" x 5/8 UNC | 291.17 | 116.468 | EA | F2 | 0 | 1 | Non-Stock | Nickel Plated | Copper | 39121621 | EC000505 | Lightning Protection | Conventional Protection | https://www.erico.com/part.asp?part=LPC248
LPC248B | 78285642701 | LPC248B |  | Air Terminal, Imperial Thread, Copper, Bare, 5/8" dia, Sharp, 48" x 5/8 UNC | 187.87 | 75.148 | EA | F2 | 0 | 1 | Stock | Bare | Copper | 39121621 | EC000505 | Lightning Protection | Conventional Protection | https://www.erico.com/part.asp?part=LPC248B
LPC248BST | 78285642702 | LPC248BST |  | Air Terminal, Imperial Thread, Copper, Bare, 5/8" dia, Blunt, 48" x 5/8 UNC | 159.94 | 63.976 | EA | F2 | 0 | 1 | Stock | Bare | Copper | 39121621 | EC000505 | Lightning Protection | Conventional Protection | https://www.erico.com/part.asp?part=LPC248BST
LPC248LST | 78285685750 | LPC248LST |  | Air Term, Cu. 5/8" x 48" Tinned Safety Tipped | 239.26 | 95.704 | EA | F2 | 0 | 1 | Non-Stock |  |  |  |  | Lightning Protection | Conventional Protection | https://www.erico.com/part.asp?part=LPC248LST
LPC248ST | 78285642703 | LPC248ST |  | Air Terminal, Imperial Thread, Copper, Nickel Plated, 5/8" dia, Blunt, 48" x 5/8 UNC | 287.65 | 115.06 | EA | F2 | 0 | 1 | Non-Stock | Nickel Plated | Copper | 39121621 | EC000505 | Lightning Protection | Conventional Protection | https://www.erico.com/part.asp?part=LPC248ST
LPC252 | 78285642704 | LPC252 |  | Air Terminal, Tubular with Contact Pad, Copper, 12" | 51.56 | 20.624 | EA | F2 | 0 | 1 | Non-Stock |  | Copper | 39121621 | EC000505 | Lightning Protection | Conventional Protection | https://www.erico.com/part.asp?part=LPC252
LPC254 | 78285642706 | LPC254 |  | Air Terminal, Tubular with Contact Pad, Copper, 18" | 72.03 | 28.812 | EA | F2 | 0 | 1 | Non-Stock |  | Copper | 39121621 | EC000505 | Lightning Protection | Conventional Protection | https://www.erico.com/part.asp?part=LPC254
LPC255 | 78285642707 | LPC255 |  | Air Terminal, Tubular with Contact Pad, Copper, 24" | 95.88 | 38.352 | EA | F2 | 0 | 1 | Non-Stock |  | Copper | 39121621 | EC000505 | Lightning Protection | Conventional Protection | https://www.erico.com/part.asp?part=LPC255
LPC262 | 78285642708 | LPC262 |  | Air Terminal, Tubular, Imperial Thread, Copper, 12" | 72 | 28.8 | EA | F2 | 0 | 1 | Non-Stock |  | Copper | 39121621 | EC000505 | Lightning Protection | Conventional Protection | https://www.erico.com/part.asp?part=LPC262
LPC264 | 78285642710 | LPC264 |  | Air Terminal, Tubular, Imperial Thread, Copper, 18" | 83.37 | 33.348 | EA | F2 | 0 | 1 | Non-Stock |  | Copper | 39121621 | EC000505 | Lightning Protection | Conventional Protection | https://www.erico.com/part.asp?part=LPC264
LPC265 | 78285642711 | LPC265 |  | Air Terminal, Tubular, Imperial Thread, Copper, 24" | 103.1 | 41.24 | EA | F2 | 0 | 1 | Non-Stock |  | Copper | 39121621 | EC000505 | Lightning Protection | Conventional Protection | https://www.erico.com/part.asp?part=LPC265
LPC271CTO | 78285674057 | LPC271CTO |  | Extension Rod, Imperial Thread, Copper, 3/8 UNC | 32.3 | 12.92 | FT | F2 | 0 | per 12" | Non-Stock |  | Copper | 39121621 | EC000505 | Lightning Protection | Conventional Protection | https://www.erico.com/part.asp?part=LPC271CTO
LPC272CTO | 78285674058 | LPC272CTO |  | Extension Rod, Imperial Thread, Copper, 1/2 UNC | 33.54 | 13.416 | FT | F2 | 0 | per 12" | Non-Stock |  | Copper | 39121621 | EC000505 | Lightning Protection | Conventional Protection | https://www.erico.com/part.asp?part=LPC272CTO
LPC273CTO | 78285674054 | LPC273CTO |  | Extension Rod, Imperial Thread, Copper, 5/8 UNC | 38.82 | 15.528 | FT | F2 | 0 | per 12" | Non-Stock |  | Copper | 39121621 | EC000505 | Lightning Protection | Conventional Protection | https://www.erico.com/part.asp?part=LPC273CTO
LPC27512 | 78285642712 | LPC27512 |  | Spring Point Adaptor, Imperial Thread, Copper, 1/2 UNC | 116.18 | 46.472 | EA | F2 | 0 | 1 | Non-Stock |  | Copper | 39121621 | EC000505 | Lightning Protection | Conventional Protection | https://www.erico.com/part.asp?part=LPC27512
LPC27558 | 78285642713 | LPC27558 |  | Spring Point Adaptor, Imperial Thread, Copper, 5/8 UNC | 104.64 | 41.856 | EA | F2 | 0 | 1 | Non-Stock |  | Copper | 39121621 | EC000505 | Lightning Protection | Conventional Protection | https://www.erico.com/part.asp?part=LPC27558
LPC27812 | 78285642714 | LPC27812 |  | Safety Ball Attachment, Imperial Thread, Copper, 1/2 UNC | 41.79 | 16.716 | EA | F2 | 0 | 1 | Non-Stock |  | Copper | 39121621 | EC000505 | Lightning Protection | Conventional Protection | https://www.erico.com/part.asp?part=LPC27812
LPC27838 | 78285642715 | LPC27838 |  | Safety Ball Attachment, Imperial Thread, Copper, 3/8 UNC | 38.82 | 15.528 | EA | F2 | 0 | 1 | Non-Stock |  | Copper | 39121621 | EC000505 | Lightning Protection | Conventional Protection | https://www.erico.com/part.asp?part=LPC27838
LPC27858 | 78285642716 | LPC27858 |  | Safety Ball Attachment, Imperial Thread, Copper, 5/8 UNC | 42.2 | 16.88 | EA | F2 | 0 | 1 | Non-Stock |  | Copper | 39121621 | EC000505 | Lightning Protection | Conventional Protection | https://www.erico.com/part.asp?part=LPC27858
LPC2813F3F | 78285642717 | LPC2813F3F |  | Female-Female Swivel Adaptor, Imperial Thread, Copper, 3/8 UNC, 3/8 UNC | 60.53 | 24.212 | EA | F2 | 0 | 1 | Non-Stock |  | Copper | 39121621 | EC010410 | Lightning Protection | Conventional Protection | https://www.erico.com/part.asp?part=LPC2813F3F
LPC2813F3M | 78285642718 | LPC2813F3M |  | Female-Male Swivel Adaptor, Imperial Thread, Copper, 3/8 UNC, 3/8 UNC | 63.14 | 25.256 | EA | F2 | 0 | 1 | Stock |  | Copper | 39121621 | EC010410 | Lightning Protection | Conventional Protection | https://www.erico.com/part.asp?part=LPC2813F3M
LPC2822F3M | 78285642719 | LPC2822F3M |  | Female-Male Swivel Adaptor, Imperial Thread, Copper, 1/2 UNC, 3/8 UNC | 54.59 | 21.836 | EA | F2 | 0 | 1 | Non-Stock |  | Copper | 39121621 | EC010410 | Lightning Protection | Conventional Protection | https://www.erico.com/part.asp?part=LPC2822F3M
LPC2823F2F | 78285642720 | LPC2823F2F |  | Female-Female Swivel Adaptor, Imperial Thread, Copper, 3/8 UNC, 1/2 UNC | 57.66 | 23.064 | EA | F2 | 0 | 1 | Stock |  | Copper | 39121621 | EC010410 | Lightning Protection | Conventional Protection | https://www.erico.com/part.asp?part=LPC2823F2F
LPC2823F2M | 78285671746 | LPC2823F2M |  | Female-Male Swivel Adaptor, Imperial Thread, Copper, 3/8 UNC, 1/2 UNC | 50.21 | 20.084 | EA | F2 | 0 | 1 | Non-Stock |  | Copper | 39121621 | EC010410 | Lightning Protection | Conventional Protection | https://www.erico.com/part.asp?part=LPC2823F2M
LPC2832F2F | 78285642721 | LPC2832F2F |  | Female-Female Swivel Adaptor, Imperial Thread, Copper, 1/2 UNC, 1/2 UNC | 50.21 | 20.084 | EA | F2 | 0 | 1 | Non-Stock |  | Copper | 39121621 | EC010410 | Lightning Protection | Conventional Protection | https://www.erico.com/part.asp?part=LPC2832F2F
LPC2832F2M | 78285642722 | LPC2832F2M |  | Female-Male Swivel Adaptor, Imperial Thread, Copper, 1/2 UNC, 1/2 UNC | 52.24 | 20.896 | EA | F2 | 0 | 1 | Stock |  | Copper | 39121621 | EC010410 | Lightning Protection | Conventional Protection | https://www.erico.com/part.asp?part=LPC2832F2M
LPC2842F5F | 78285642723 | LPC2842F5F |  | Female-Female Swivel Adaptor, Imperial Thread, Copper, 1/2 UNC, 5/8 UNC | 49.72 | 19.888 | EA | F2 | 0 | 1 | Non-Stock |  | Copper | 39121621 | EC010410 | Lightning Protection | Conventional Protection | https://www.erico.com/part.asp?part=LPC2842F5F
LPC2842F5M | 78285642724 | LPC2842F5M |  | Female-Male Swivel Adaptor, Imperial Thread, Copper, 1/2 UNC, 5/8 UNC | 52.73 | 21.092 | EA | F2 | 0 | 1 | Non-Stock |  | Copper | 39121621 | EC010410 | Lightning Protection | Conventional Protection | https://www.erico.com/part.asp?part=LPC2842F5M
LPC2845F2M | 78285642725 | LPC2845F2M |  | Female-Male Swivel Adaptor, Imperial Thread, Copper, 5/8 UNC, 1/2 UNC | 53.24 | 21.296 | EA | F2 | 0 | 1 | Non-Stock |  | Copper | 39121621 | EC010410 | Lightning Protection | Conventional Protection | https://www.erico.com/part.asp?part=LPC2845F2M
LPC2913F3F | 78285642726 | LPC2913F3F |  | Female-Female Adaptor, Imperial Thread, Copper, 3/8 UNC, 3/8 UNC | 26.22 | 10.488 | EA | F2 | 0 | 1 | Stock |  | Copper | 39121621 | EC002360 | Lightning Protection | Conventional Protection | https://www.erico.com/part.asp?part=LPC2913F3F
LPC2913F3M | 78285642727 | LPC2913F3M |  | Female-Male Adaptor, Imperial Thread, Copper, 3/8 UNC, 3/8 UNC | 24.82 | 9.928 | EA | F2 | 0 | 1 | Non-Stock |  | Copper | 39121621 | EC002360 | Lightning Protection | Conventional Protection | https://www.erico.com/part.asp?part=LPC2913F3M
LPC2913M3M | 78285642728 | LPC2913M3M |  | Male-Male Adaptor, Imperial Thread, Copper, 3/8 UNC, 3/8 UNC | 22.63 | 9.052 | EA | F2 | 0 | 1 | Non-Stock |  | Copper | 39121621 | EC002360 | Lightning Protection | Conventional Protection | https://www.erico.com/part.asp?part=LPC2913M3M
LPC2922F3M | 78285642729 | LPC2922F3M |  | Female-Male Adaptor, Imperial Thread, Copper, 1/2 UNC, 3/8 UNC | 22.83 | 9.132 | EA | F2 | 0 | 1 | Non-Stock |  | Copper | 39121621 | EC002360 | Lightning Protection | Conventional Protection | https://www.erico.com/part.asp?part=LPC2922F3M
LPC2922M3M | 78285642730 | LPC2922M3M |  | Male-Male Adaptor, Imperial Thread, Copper, 1/2 UNC, 3/8 UNC | 22.63 | 9.052 | EA | F2 | 0 | 1 | Non-Stock |  | Copper | 39121621 | EC002360 | Lightning Protection | Conventional Protection | https://www.erico.com/part.asp?part=LPC2922M3M
LPC2923F2F | 78285642731 | LPC2923F2F |  | Female-Female Adaptor, Imperial Thread, Copper, 3/8 UNC, 1/2 UNC | 24.82 | 9.928 | EA | F2 | 0 | 1 | Non-Stock |  | Copper | 39121621 | EC002360 | Lightning Protection | Conventional Protection | https://www.erico.com/part.asp?part=LPC2923F2F
LPC2923F2M | 78285642732 | LPC2923F2M |  | Female-Male Adaptor, Imperial Thread, Copper, 3/8 UNC, 1/2 UNC | 22.83 | 9.132 | EA | F2 | 0 | 1 | Non-Stock |  | Copper | 39121621 | EC002360 | Lightning Protection | Conventional Protection | https://www.erico.com/part.asp?part=LPC2923F2M
LPC2932F2F | 78285642733 | LPC2932F2F |  | Female-Female Adaptor, Imperial Thread, Copper, 1/2 UNC, 1/2 UNC | 24.11 | 9.644 | EA | F2 | 0 | 1 | Stock |  | Copper | 39121621 | EC002360 | Lightning Protection | Conventional Protection | https://www.erico.com/part.asp?part=LPC2932F2F
LPC2932F2M | 78285642734 | LPC2932F2M |  | Female-Male Adaptor, Imperial Thread, Copper, 1/2 UNC, 1/2 UNC | 22.83 | 9.132 | EA | F2 | 0 | 1 | Non-Stock |  | Copper | 39121621 | EC002360 | Lightning Protection | Conventional Protection | https://www.erico.com/part.asp?part=LPC2932F2M
LPC2932M2M | 78285642735 | LPC2932M2M |  | Male-Male Adaptor, Imperial Thread, Copper, 1/2 UNC, 1/2 UNC | 24.82 | 9.928 | EA | F2 | 0 | 1 | Non-Stock |  | Copper | 39121621 | EC002360 | Lightning Protection | Conventional Protection | https://www.erico.com/part.asp?part=LPC2932M2M
LPC2942F5F | 78285642736 | LPC2942F5F |  | Female-Female Adaptor, Imperial Thread, Copper, 1/2 UNC, 5/8 UNC | 22.83 | 9.132 | EA | F2 | 0 | 1 | Non-Stock |  | Copper | 39121621 | EC002360 | Lightning Protection | Conventional Protection | https://www.erico.com/part.asp?part=LPC2942F5F
LPC2942F5M | 78285642737 | LPC2942F5M |  | Female-Male Adaptor, Imperial Thread, Copper, 1/2 UNC, 5/8 UNC | 24.02 | 9.608 | EA | F2 | 0 | 1 | Non-Stock |  | Copper | 39121621 | EC002360 | Lightning Protection | Conventional Protection | https://www.erico.com/part.asp?part=LPC2942F5M
LPC2945F2M | 78285642738 | LPC2945F2M |  | Female-Male Adaptor, Imperial Thread, Copper, 5/8 UNC, 1/2 UNC | 63.49 | 25.396 | EA | F2 | 0 | 1 | Non-Stock |  | Copper | 39121621 | EC002360 | Lightning Protection | Conventional Protection | https://www.erico.com/part.asp?part=LPC2945F2M
LPC2945M2M | 78285642739 | LPC2945M2M |  | Male-Male Adaptor, Imperial Thread, Copper, 5/8 UNC, 1/2 UNC | 22.83 | 9.132 | EA | F2 | 0 | 1 | Non-Stock |  | Copper | 39121621 | EC002360 | Lightning Protection | Conventional Protection | https://www.erico.com/part.asp?part=LPC2945M2M
LPC2955F5F | 78285664554 | LPC2955F5F |  | Female-Female Adaptor, Imperial Thread, Copper, 5/8 UNC, 5/8 UNC | 25.11 | 10.044 | EA | F2 | 0 | 1 | Stock |  | Copper | 39121621 | EC002360 | Lightning Protection | Conventional Protection | https://www.erico.com/part.asp?part=LPC2955F5F
LPC2955F5M | 78285642740 | LPC2955F5M |  | Female-Male Adaptor, Imperial Thread, Copper, 5/8 UNC, 5/8 UNC | 22.83 | 9.132 | EA | F2 | 0 | 1 | Non-Stock |  | Copper | 39121621 | EC002360 | Lightning Protection | Conventional Protection | https://www.erico.com/part.asp?part=LPC2955F5M
LPC2955M5M | 78285642741 | LPC2955M5M |  | Male-Male Adaptor, Imperial Thread, Copper, 5/8 UNC, 5/8 UNC | 22.63 | 9.052 | EA | F2 | 0 | 1 | Non-Stock |  | Copper | 39121621 | EC002360 | Lightning Protection | Conventional Protection | https://www.erico.com/part.asp?part=LPC2955M5M
LPC29612 | 78285658489 | LPC29612 |  | Right Angle Extension Adaptor, Copper, 1/2 UNC, 1/2 UNC | 63.24 | 25.296 | EA | F2 | 0 | 1 | Non-Stock |  | Copper | 39121621 | EC000505 | Lightning Protection | Conventional Protection | https://www.erico.com/part.asp?part=LPC29612
LPC29638 | 78285658488 | LPC29638 |  | Right Angle Extension Adaptor, Copper, 3/8 UNC, 3/8 UNC | 77.47 | 30.988 | EA | F2 | 0 | 1 | Non-Stock |  | Copper | 39121621 | EC000505 | Lightning Protection | Conventional Protection | https://www.erico.com/part.asp?part=LPC29638
LPC29658 | 78285658490 | LPC29658 |  | Right Angle Extension Adaptor, Copper, 5/8 UNC, 5/8 UNC | 91.84 | 36.736 | EA | F2 | 0 | 1 | Non-Stock |  | Copper | 39121621 | EC000505 | Lightning Protection | Conventional Protection | https://www.erico.com/part.asp?part=LPC29658
LPC30212 | 78285658455 | LPC30212 |  | Air Terminal Base, Stamped Adjustable, Imperial Thread, Copper, 1/2 UNC, Flat | 46.13 | 18.452 | EA | F2 | 0 | 1 | Stock |  | Bronze, Brass | 39121621 | EC001626 | Lightning Protection | Conventional Protection | https://www.erico.com/part.asp?part=LPC30212
LPC30212V | 78285658462 | LPC30212V |  | Air Terminal Base, Stamped Adjustable, Imperial Thread, Copper, 1/2 UNC, Vertical | 47.96 | 19.184 | EA | F2 | 0 | 1 | Non-Stock |  | Bronze, Brass | 39121621 | EC001626 | Lightning Protection | Conventional Protection | https://www.erico.com/part.asp?part=LPC30212V
LPC30238 | 78285658454 | LPC30238 |  | Air Terminal Base, Stamped Adjustable, Imperial Thread, Copper, 3/8 UNC, Flat | 45.66 | 18.264 | EA | F2 | 0 | 1 | Stock |  | Bronze, Brass | 39121621 | EC001626 | Lightning Protection | Conventional Protection | https://www.erico.com/part.asp?part=LPC30238
LPC30238V | 78285658461 | LPC30238V |  | Air Terminal Base, Stamped Adjustable, Imperial Thread, Copper, 3/8 UNC, Vertical | 48.9 | 19.56 | EA | F2 | 0 | 1 | Non-Stock |  | Bronze, Brass | 39121621 | EC001626 | Lightning Protection | Conventional Protection | https://www.erico.com/part.asp?part=LPC30238V
LPC30258 | 78285658456 | LPC30258 |  | Air Terminal Base, Stamped Adjustable, Imperial Thread, Copper, 5/8 UNC, Flat | 55.8 | 22.32 | EA | F2 | 0 | 1 | Stock |  | Bronze, Brass | 39121621 | EC001626 | Lightning Protection | Conventional Protection | https://www.erico.com/part.asp?part=LPC30258
LPC30258V | 78285658463 | LPC30258V |  | Air Terminal Base, Stamped Adjustable, Imperial Thread, Copper, 5/8 UNC, Vertical | 46.55 | 18.62 | EA | F2 | 0 | 1 | Non-Stock |  | Bronze, Brass | 39121621 | EC001626 | Lightning Protection | Conventional Protection | https://www.erico.com/part.asp?part=LPC30258V
LPC302L12 | 78285658453 | LPC302L12 |  | Air Terminal Base, Stamped Adjustable, Imperial Thread, Copper, Tinned, 1/2 UNC, Flat | 76.82 | 30.728 | EA | F2 | 0 | 1 | Stock | Tinned | Bronze, Brass | 39121621 | EC001626 | Lightning Protection | Conventional Protection | https://www.erico.com/part.asp?part=LPC302L12
LPC302L12V | 78285658467 | LPC302L12V |  | Air Terminal Base, Stamped Adjustable, Imperial Thread, Copper, Tinned, 1/2 UNC, Vertical | 81.98 | 32.792 | EA | F2 | 0 | 1 | Non-Stock | Tinned | Bronze, Brass | 39121621 | EC001626 | Lightning Protection | Conventional Protection | https://www.erico.com/part.asp?part=LPC302L12V
LPC302L38 | 78285658459 | LPC302L38 |  | Air Terminal Base, Stamped Adjustable, Imperial Thread, Copper, Tinned, 3/8 UNC, Flat | 84.21 | 33.684 | EA | F2 | 0 | 1 | Non-Stock | Tinned | Bronze, Brass | 39121621 | EC001626 | Lightning Protection | Conventional Protection | https://www.erico.com/part.asp?part=LPC302L38
LPC302L38V | 78285658466 | LPC302L38V |  | Air Terminal Base, Stamped Adjustable, Imperial Thread, Copper, Tinned, 3/8 UNC, Vertical | 81.98 | 32.792 | EA | F2 | 0 | 1 | Non-Stock | Tinned | Bronze, Brass | 39121621 | EC001626 | Lightning Protection | Conventional Protection | https://www.erico.com/part.asp?part=LPC302L38V
LPC302L58 | 78285658460 | LPC302L58 |  | Air Terminal Base, Stamped Adjustable, Imperial Thread, Copper, Tinned, 5/8 UNC, Flat | 79.58 | 31.832 | EA | F2 | 0 | 1 | Non-Stock | Tinned | Bronze, Brass | 39121621 | EC001626 | Lightning Protection | Conventional Protection | https://www.erico.com/part.asp?part=LPC302L58
LPC302L58V | 78285658468 | LPC302L58V |  | Air Terminal Base, Stamped Adjustable, Imperial Thread, Copper, Tinned, 5/8 UNC, Vertical | 74.7 | 29.88 | EA | F2 | 0 | 1 | Non-Stock | Tinned | Bronze, Brass | 39121621 | EC001626 | Lightning Protection | Conventional Protection | https://www.erico.com/part.asp?part=LPC302L58V
LPC30412 | 78285664514 | LPC30412 |  | Air Terminal Base, Stamped Narrow, Imperial Thread, Copper, 1/2 UNC | 46.55 | 18.62 | EA | F2 | 0 | 1 | Non-Stock |  | Copper | 39121621 | EC001626 | Lightning Protection | Conventional Protection | https://www.erico.com/part.asp?part=LPC30412
LPC30438 | 78285664541 | LPC30438 |  | Air Terminal Base, Stamped Narrow, Imperial Thread, Copper, 3/8 UNC | 50.64 | 20.256 | EA | F2 | 0 | 1 | Non-Stock |  | Copper | 39121621 | EC001626 | Lightning Protection | Conventional Protection | https://www.erico.com/part.asp?part=LPC30438
LPC30458 | 78285672462 | LPC30458 |  | Air Terminal Base, Stamped Narrow, Imperial Thread, Copper, 5/8 UNC | 46.55 | 18.62 | EA | F2 | 0 | 1 | Non-Stock |  | Copper | 39121621 | EC001626 | Lightning Protection | Conventional Protection | https://www.erico.com/part.asp?part=LPC30458
LPC30512 | 78285661125 | LPC30512 |  | Air Terminal Base, Imperial Thread, Copper, Bare, 1/2 UNC, Horizontal or Vertical | 50.21 | 20.084 | EA | F2 | 0 | 1 | Stock | Bare | Copper | 39121621 | EC001626 | Lightning Protection | Conventional Protection | https://www.erico.com/part.asp?part=LPC30512
LPC30512THRU | 78285670384 | LPC30512THRU |  | Air Terminal Base, Imperial Thread, Copper, Bare, 1/2 UNC, Horizontal or Vertical | 66.34 | 26.536 | EA | F2 | 0 | 1 | Non-Stock | Bare | Copper | 39121621 | EC001626 | Lightning Protection | Conventional Protection | https://www.erico.com/part.asp?part=LPC30512THRU
LPC30538 | 78285660399 | LPC30538 |  | Air Terminal Base, Imperial Thread, Copper, Bare, 3/8 UNC, Horizontal or Vertical | 56.79 | 22.716 | EA | F2 | 0 | 1 | Stock | Bare | Copper | 39121621 | EC001626 | Lightning Protection | Conventional Protection | https://www.erico.com/part.asp?part=LPC30538
LPC30538THRU | 78285670479 | LPC30538THRU |  | Air Terminal Base, Imperial Thread, Copper, Bare, 3/8 UNC, Horizontal or Vertical | 66.06 | 26.424 | EA | F2 | 0 | 1 | Non-Stock | Bare | Copper | 39121621 | EC001626 | Lightning Protection | Conventional Protection | https://www.erico.com/part.asp?part=LPC30538THRU
LPC30558H | 78285662245 | LPC30558H |  | Air Terminal Base, Imperial Thread, Copper, Bare, 5/8 UNC, Horizontal | 50.71 | 20.284 | EA | F2 | 0 | 1 | Stock | Bare | Copper | 39121621 | EC001626 | Lightning Protection | Conventional Protection | https://www.erico.com/part.asp?part=LPC30558H
LPC30558THRU | 78285670480 | LPC30558THRU |  | Air Terminal Base, Imperial Thread, Copper, Bare, 5/8 UNC, Horizontal | 54.9 | 21.96 | EA | F2 | 0 | 1 | Non-Stock | Bare | Copper | 39121621 | EC001626 | Lightning Protection | Conventional Protection | https://www.erico.com/part.asp?part=LPC30558THRU
LPC30558V | 78285662244 | LPC30558V |  | Air Terminal Base, Imperial Thread, Copper, Bare, 5/8 UNC, Vertical | 53.27 | 21.308 | EA | F2 | 0 | 1 | Stock | Bare | Copper | 39121621 | EC001626 | Lightning Protection | Conventional Protection | https://www.erico.com/part.asp?part=LPC30558V
LPC305L12 | 78285664519 | LPC305L12 |  | Air Terminal Base, Imperial Thread, Copper, Tinned, 1/2 UNC, Horizontal or Vertical | 77.62 | 31.048 | EA | F2 | 0 | 1 | Stock | Tinned | Copper | 39121621 | EC001626 | Lightning Protection | Conventional Protection | https://www.erico.com/part.asp?part=LPC305L12
LPC305L38 | 78285664610 | LPC305L38 |  | Air Terminal Base, Imperial Thread, Copper, Tinned, 3/8 UNC, Horizontal or Vertical | 84.4 | 33.76 | EA | F2 | 0 | 1 | Non-Stock | Tinned | Copper | 39121621 | EC001626 | Lightning Protection | Conventional Protection | https://www.erico.com/part.asp?part=LPC305L38
LPC305L58H | 78285665938 | LPC305L58H |  | Air Terminal Base, Imperial Thread, Copper, Tinned, 5/8 UNC, Horizontal | 81.48 | 32.592 | EA | F2 | 0 | 1 | Non-Stock | Tinned | Copper | 39121621 | EC001626 | Lightning Protection | Conventional Protection | https://www.erico.com/part.asp?part=LPC305L58H
LPC305L58V | 78285665937 | LPC305L58V |  | Air Terminal Base, Imperial Thread, Copper, Tinned, 5/8 UNC, Vertical | 76.88 | 30.752 | EA | F2 | 0 | 1 | Non-Stock | Tinned | Copper | 39121621 | EC001626 | Lightning Protection | Conventional Protection | https://www.erico.com/part.asp?part=LPC305L58V
LPC30912 | 78285660453 | LPC30912 |  | Air Terminal Base, Horizontal Mount, Imperial Thread, Copper, 1/2 UNC | 57.03 | 22.812 | EA | F2 | 0 | 1 | Stock |  | Copper | 39121621 | EC001626 | Lightning Protection | Conventional Protection | https://www.erico.com/part.asp?part=LPC30912
LPC30938 | 78285643622 | LPC30938 |  | Air Terminal Base, Horizontal Mount, Imperial Thread, Copper, 3/8 UNC | 54.85 | 21.94 | EA | F2 | 0 | 1 | Stock |  | Copper | 39121621 | EC001626 | Lightning Protection | Conventional Protection | https://www.erico.com/part.asp?part=LPC30938
LPC30958 | 78285664526 | LPC30958 |  | Air Terminal Base, Horizontal Mount, Imperial Thread, Copper, 5/8 UNC | 57.03 | 22.812 | EA | F2 | 0 | 1 | Stock |  | Copper | 39121621 | EC001626 | Lightning Protection | Conventional Protection | https://www.erico.com/part.asp?part=LPC30958
LPC309L12 | 78285664545 | LPC309L12 |  | Air Terminal Base, Horizontal Mount, Imperial Thread, Copper, Tinned, 1/2 UNC | 73.06 | 29.224 | EA | F2 | 0 | 1 | Non-Stock | Tinned | Copper | 39121621 | EC001626 | Lightning Protection | Conventional Protection | https://www.erico.com/part.asp?part=LPC309L12
LPC309L38 | 78285674177 | LPC309L38 |  | Air Terminal Base, Horizontal Mount, Imperial Thread, Copper, Tinned, 3/8 UNC | 62.04 | 24.816 | EA | F2 | 0 | 1 | Non-Stock | Tinned | Copper | 39121621 | EC001626 | Lightning Protection | Conventional Protection | https://www.erico.com/part.asp?part=LPC309L38
LPC309L58 | 78285669781 | LPC309L58 |  | Air Terminal Base, Horizontal Mount, Imperial Thread, Copper, Tinned, 5/8 UNC | 72.35 | 28.94 | EA | F2 | 0 | 1 | Non-Stock | Tinned | Copper | 39121621 | EC001626 | Lightning Protection | Conventional Protection | https://www.erico.com/part.asp?part=LPC309L58
LPC31212 | 78285642755 | LPC31212 |  | Air Terminal Base, Stamped Ridge Mount, Imperial Thread, Copper, 1/2 UNC x 12" | 72.89 | 29.156 | EA | F2 | 0 | 1 | Stock |  | Copper | 39121621 | EC001626 | Lightning Protection | Conventional Protection | https://www.erico.com/part.asp?part=LPC31212
LPC31238 | 78285642756 | LPC31238 |  | Air Terminal Base, Stamped Ridge Mount, Imperial Thread, Copper, 3/8 UNC x 12" | 70.79 | 28.316 | EA | F2 | 0 | 1 | Stock |  | Copper | 39121621 | EC001626 | Lightning Protection | Conventional Protection | https://www.erico.com/part.asp?part=LPC31238
LPC31258 | 78285642757 | LPC31258 |  | Air Terminal Base, Stamped Ridge Mount, Imperial Thread, Copper, 5/8 UNC x 12" | 70.79 | 28.316 | EA | F2 | 0 | 1 | Non-Stock |  | Copper | 39121621 | EC001626 | Lightning Protection | Conventional Protection | https://www.erico.com/part.asp?part=LPC31258
LPC31512 | 78285642761 | LPC31512 |  | Air Terminal Base, Stamped Ridge Mount, Imperial Thread, Copper, 1/2 UNC x 8" | 68.9 | 27.56 | EA | F2 | 0 | 1 | Non-Stock |  | Copper | 39121621 | EC001626 | Lightning Protection | Conventional Protection | https://www.erico.com/part.asp?part=LPC31512
LPC31538 | 78285642762 | LPC31538 |  | Air Terminal Base, Stamped Ridge Mount, Imperial Thread, Copper, 3/8 UNC x 8" | 69.54 | 27.816 | EA | F2 | 0 | 1 | Stock |  | Copper | 39121621 | EC001626 | Lightning Protection | Conventional Protection | https://www.erico.com/part.asp?part=LPC31538
LPC31558 | 78285642763 | LPC31558 |  | Air Terminal Base, Stamped Ridge Mount, Imperial Thread, Copper, 5/8 UNC x 8" | 63.36 | 25.344 | EA | F2 | 0 | 1 | Non-Stock |  | Copper | 39121621 | EC001626 | Lightning Protection | Conventional Protection | https://www.erico.com/part.asp?part=LPC31558
LPC31812 | 78285647140 | LPC31812 |  | Air Terminal Base, Vertical Mount, Imperial Thread, Copper, 1/2 UNC | 47.96 | 19.184 | EA | F2 | 0 | 1 | Stock |  | Copper | 39121621 | EC001626 | Lightning Protection | Conventional Protection | https://www.erico.com/part.asp?part=LPC31812
LPC31838 | 78285642770 | LPC31838 |  | Air Terminal Base, Vertical Mount, Imperial Thread, Copper, 3/8 UNC | 50.32 | 20.128 | EA | F2 | 0 | 1 | Non-Stock |  | Copper | 39121621 | EC001626 | Lightning Protection | Conventional Protection | https://www.erico.com/part.asp?part=LPC31838
LPC31858 | 78285642771 | LPC31858 |  | Air Terminal Base, Vertical Mount, Imperial Thread, Copper, 5/8 UNC | 45.66 | 18.264 | EA | F2 | 0 | 1 | Stock |  | Copper | 39121621 | EC001626 | Lightning Protection | Conventional Protection | https://www.erico.com/part.asp?part=LPC31858
LPC318L12 | 78285664656 | LPC318L12 |  | Air Terminal Base, Vertical Mount, Imperial Thread, Copper, Tinned, 1/2 UNC | 59.39 | 23.756 | EA | F2 | 0 | 1 | Non-Stock | Tinned | Copper | 39121621 | EC001626 | Lightning Protection | Conventional Protection | https://www.erico.com/part.asp?part=LPC318L12
LPC318L38 | 78285674185 | LPC318L38 |  | Air Terminal Base, Vertical Mount, Imperial Thread, Copper, Tinned, 3/8 UNC | 63.94 | 25.576 | EA | F2 | 0 | 1 | Non-Stock | Tinned | Copper | 39121621 | EC001626 | Lightning Protection | Conventional Protection | https://www.erico.com/part.asp?part=LPC318L38
LPC318L58 | 78285684397 | LPC318L58 |  | Base, Bronze, Side Mount Point | 64.57 | 25.828 | EA | F2 | 0 | 1 | Non-Stock |  |  |  |  | Lightning Protection | Conventional Protection | https://www.erico.com/part.asp?part=LPC318L58
LPC31912 | 78285664506 | LPC31912 |  | Air Terminal Base, Vertical Mount with Offset, Imperial Thread, Copper, Bare, 1/2 UNC | 52.54 | 21.016 | EA | F2 | 0 | 1 | Stock | Bare | Copper | 39121621 | EC001626 | Lightning Protection | Conventional Protection | https://www.erico.com/part.asp?part=LPC31912
LPC31938 | 78285642772 | LPC31938 |  | Air Terminal Base, Vertical Mount with Offset, Imperial Thread, Copper, Bare, 3/8 UNC | 52.54 | 21.016 | EA | F2 | 0 | 1 | Stock | Bare | Copper | 39121621 | EC001626 | Lightning Protection | Conventional Protection | https://www.erico.com/part.asp?part=LPC31938
LPC31958 | 78285664618 | LPC31958 |  | Air Terminal Base, Vertical Mount with Offset, Imperial Thread, Copper, Bare, 5/8 UNC | 68.04 | 27.216 | EA | F2 | 0 | 1 | Stock | Bare | Copper | 39121621 | EC001626 | Lightning Protection | Conventional Protection | https://www.erico.com/part.asp?part=LPC31958
LPC319L12 | 78285664604 | LPC319L12 |  | Air Terminal Base, Vertical Mount with Offset, Imperial Thread, Copper, Tinned, 1/2 UNC | 106.19 | 42.476 | EA | F2 | 0 | 1 | Non-Stock | Tinned | Copper | 39121621 | EC001626 | Lightning Protection | Conventional Protection | https://www.erico.com/part.asp?part=LPC319L12
LPC319L38 | 78285664642 | LPC319L38 |  | Air Terminal Base, Vertical Mount with Offset, Imperial Thread, Copper, Tinned, 3/8 UNC | 76.92 | 30.768 | EA | F2 | 0 | 1 | Non-Stock | Tinned | Copper | 39121621 | EC001626 | Lightning Protection | Conventional Protection | https://www.erico.com/part.asp?part=LPC319L38
LPC319L58 | 78285664403 | LPC319L58 |  | Air Terminal Base, Vertical Mount with Offset, Imperial Thread, Copper, Tinned, 5/8 UNC | 84.43 | 33.772 | EA | F2 | 0 | 1 | Non-Stock | Tinned | Copper | 39121621 | EC001626 | Lightning Protection | Conventional Protection | https://www.erico.com/part.asp?part=LPC319L58
LPC32112 | 78285642776 | LPC32112 |  | Air Terminal Base, In-line, Imperial Thread, Copper, 1/2 UNC | 39.92 | 15.968 | EA | F2 | 0 | 1 | Stock |  | Copper | 39121621 | EC001626 | Lightning Protection | Conventional Protection | https://www.erico.com/part.asp?part=LPC32112
LPC32138 | 78285642777 | LPC32138 |  | Air Terminal Base, In-line, Imperial Thread, Copper, 3/8 UNC | 39.92 | 15.968 | EA | F2 | 0 | 1 | Stock |  | Copper | 39121621 | EC001626 | Lightning Protection | Conventional Protection | https://www.erico.com/part.asp?part=LPC32138
LPC32158 | 78285642778 | LPC32158 |  | Air Terminal Base, In-line, Imperial Thread, Copper, 5/8 UNC | 41.9 | 16.76 | EA | F2 | 0 | 1 | Stock |  | Copper | 39121621 | EC001626 | Lightning Protection | Conventional Protection | https://www.erico.com/part.asp?part=LPC32158
LPC321L12 | 78285664575 | LPC321L12 |  | Air Terminal Base, In-line, Imperial Thread, Copper, Tinned, 1/2 UNC | 63.36 | 25.344 | EA | F2 | 0 | 1 | Non-Stock | Tinned | Copper | 39121621 | EC001626 | Lightning Protection | Conventional Protection | https://www.erico.com/part.asp?part=LPC321L12
LPC330 | 78285664527 | LPC330 |  | Cable/Point Pipe Support, Brass, Bare, 1.4"�1.75" OD | 84.39 | 33.756 | EA | F2 | 0 | 1 | Stock | Bare | Brass | 39121621 | EC000508 | Lightning Protection | Conventional Protection | https://www.erico.com/part.asp?part=LPC330
LPC330L | 78285660508 | LPC330L |  | Cable/Point Pipe Support, Brass, Tinned, 1.4"�1.75" OD | 95.08 | 38.032 | EA | F2 | 0 | 1 | Stock | Tinned | Brass | 39121621 | EC000508 | Lightning Protection | Conventional Protection | https://www.erico.com/part.asp?part=LPC330L
LPC33912 | 78285642826 | LPC33912 |  | Cone Air Terminal Base, Copper, 1/2 UNC | 46.26 | 18.504 | EA | F2 | 0 | 1 | Non-Stock |  | Copper | 39121621 | EC001626 | Lightning Protection | Conventional Protection | https://www.erico.com/part.asp?part=LPC33912
LPC33938 | 78285642827 | LPC33938 |  | Cone Air Terminal Base, Copper, 3/8 UNC | 46.26 | 18.504 | EA | F2 | 0 | 1 | Non-Stock |  | Copper | 39121621 | EC001626 | Lightning Protection | Conventional Protection | https://www.erico.com/part.asp?part=LPC33938
LPC33958 | 78285642828 | LPC33958 |  | Cone Air Terminal Base, Copper, 5/8 UNC | 49.05 | 19.62 | EA | F2 | 0 | 1 | Non-Stock |  | Copper | 39121621 | EC001626 | Lightning Protection | Conventional Protection | https://www.erico.com/part.asp?part=LPC33958
LPC34012 | 78285642829 | LPC34012 |  | Air Terminal Base, Horizontal Bond, Imperial Thread, Copper, 1/2 UNC | 44.45 | 17.78 | EA | F2 | 0 | 1 | Stock |  | Copper | 39121621 | EC001626 | Lightning Protection | Conventional Protection | https://www.erico.com/part.asp?part=LPC34012
LPC34038 | 78285642830 | LPC34038 |  | Air Terminal Base, Horizontal Bond, Imperial Thread, Copper, 3/8 UNC | 41.08 | 16.432 | EA | F2 | 0 | 1 | Non-Stock |  | Copper | 39121621 | EC001626 | Lightning Protection | Conventional Protection | https://www.erico.com/part.asp?part=LPC34038
LPC34058 | 78285642831 | LPC34058 |  | Air Terminal Base, Horizontal Bond, Imperial Thread, Copper, 5/8 UNC | 43.17 | 17.268 | EA | F2 | 0 | 1 | Non-Stock |  | Copper | 39121621 | EC001626 | Lightning Protection | Conventional Protection | https://www.erico.com/part.asp?part=LPC34058
LPC34512 | 78285642838 | LPC34512 |  | Air Terminal Base, Ridge Mount, Imperial Thread, Copper, 1/2 UNC | 77.65 | 31.06 | EA | F2 | 0 | 1 | Non-Stock |  | Copper | 39121621 | EC001626 | Lightning Protection | Conventional Protection | https://www.erico.com/part.asp?part=LPC34512
LPC34538 | 78285642839 | LPC34538 |  | Air Terminal Base, Ridge Mount, Imperial Thread, Copper, 3/8 UNC | 77.65 | 31.06 | EA | F2 | 0 | 1 | Stock |  | Copper | 39121621 | EC001626 | Lightning Protection | Conventional Protection | https://www.erico.com/part.asp?part=LPC34538
LPC34558 | 78285642840 | LPC34558 |  | Air Terminal Base, Ridge Mount, Imperial Thread, Copper, 5/8 UNC | 77.65 | 31.06 | EA | F2 | 0 | 1 | Non-Stock |  | Copper | 39121621 | EC001626 | Lightning Protection | Conventional Protection | https://www.erico.com/part.asp?part=LPC34558
LPC34712 | 78285642844 | LPC34712 |  | Air Terminal Base, Sloped Roof, Imperial Thread, Copper, 1/2 UNC | 86.91 | 34.764 | EA | F2 | 0 | 1 | Non-Stock |  | Copper | 39121621 | EC001626 | Lightning Protection | Conventional Protection | https://www.erico.com/part.asp?part=LPC34712
LPC34738 | 78285642845 | LPC34738 |  | Air Terminal Base, Sloped Roof, Imperial Thread, Copper, 3/8 UNC | 79.93 | 31.972 | EA | F2 | 0 | 1 | Stock |  | Copper | 39121621 | EC001626 | Lightning Protection | Conventional Protection | https://www.erico.com/part.asp?part=LPC34738
LPC34758 | 78285642846 | LPC34758 |  | Air Terminal Base, Sloped Roof, Imperial Thread, Copper, 5/8 UNC | 79.93 | 31.972 | EA | F2 | 0 | 1 | Non-Stock |  | Copper | 39121621 | EC001626 | Lightning Protection | Conventional Protection | https://www.erico.com/part.asp?part=LPC34758
LPC34812 | 78285642847 | LPC34812 |  | Air Terminal Base, Standing Seam, Imperial Thread, Copper, 1/2 UNC | 112.92 | 45.168 | EA | F2 | 0 | 1 | Non-Stock |  | Copper | 39121621 | EC001626 | Lightning Protection | Conventional Protection | https://www.erico.com/part.asp?part=LPC34812
LPC34838 | 78285642848 | LPC34838 |  | Air Terminal Base, Standing Seam, Imperial Thread, Copper, 3/8 UNC | 119.19 | 47.676 | EA | F2 | 0 | 1 | Non-Stock |  | Copper | 39121621 | EC001626 | Lightning Protection | Conventional Protection | https://www.erico.com/part.asp?part=LPC34838
LPC34858 | 78285642849 | LPC34858 |  | Air Terminal Base, Standing Seam, Imperial Thread, Copper, 5/8 UNC | 109.62 | 43.848 | EA | F2 | 0 | 1 | Non-Stock |  | Copper | 39121621 | EC001626 | Lightning Protection | Conventional Protection | https://www.erico.com/part.asp?part=LPC34858
LPC34912 | 78285674169 | LPC34912 |  | Air Terminal Base, Bracket Mount, Copper, 1/2 UNC | 190.6 | 76.24 | EA | F2 | 0 | 1 | Non-Stock |  | Copper | 39121621 | EC001626 | Lightning Protection | Conventional Protection | https://www.erico.com/part.asp?part=LPC34912
LPC34938 | 78285673963 | LPC34938 |  | Air Terminal Base, Bracket Mount, Copper, 3/8 UNC | 190.6 | 76.24 | EA | F2 | 0 | 1 | Non-Stock |  | Copper | 39121621 | EC001626 | Lightning Protection | Conventional Protection | https://www.erico.com/part.asp?part=LPC34938
LPC37112 | 78285664578 | LPC37112 |  | Air Terminal Base, Pipe Mount, Imperial Thread, Copper, 1/2 UNC | 74.32 | 29.728 | EA | F2 | 0 | 1 | Stock |  | Copper | 39121621 | EC001626 | Lightning Protection | Conventional Protection | https://www.erico.com/part.asp?part=LPC37112
LPC37138 | 78285664636 | LPC37138 |  | Air Terminal Base, Pipe Mount, Imperial Thread, Copper, 3/8 UNC | 74.32 | 29.728 | EA | F2 | 0 | 1 | Non-Stock |  | Copper | 39121621 | EC001626 | Lightning Protection | Conventional Protection | https://www.erico.com/part.asp?part=LPC37138
LPC37158 | 78285664632 | LPC37158 |  | Air Terminal Base, Pipe Mount, Imperial Thread, Copper, 5/8 UNC | 76.97 | 30.788 | EA | F2 | 0 | 1 | Stock |  | Copper | 39121621 | EC001626 | Lightning Protection | Conventional Protection | https://www.erico.com/part.asp?part=LPC37158
LPC371L12 | 78285664591 | LPC371L12 |  | Air Terminal Base, Pipe Mount, Imperial Thread, Copper, Tinned, 1/2 UNC | 91.63 | 36.652 | EA | F2 | 0 | 1 | Stock | Tinned | Copper | 39121621 | EC001626 | Lightning Protection | Conventional Protection | https://www.erico.com/part.asp?part=LPC371L12
LPC371L38 | 78285673027 | LPC371L38 |  | Air Terminal Base, Pipe Mount, Imperial Thread, Copper, Tinned, 3/8 UNC | 84.27 | 33.708 | EA | F2 | 0 | 1 | Non-Stock | Tinned | Copper | 39121621 | EC001626 | Lightning Protection | Conventional Protection | https://www.erico.com/part.asp?part=LPC371L38
LPC371L58 | 78285673026 | LPC371L58 |  | Air Terminal Base, Pipe Mount, Imperial Thread, Copper, Tinned, 5/8 UNC | 84.27 | 33.708 | EA | F2 | 0 | 1 | Non-Stock | Tinned | Copper | 39121621 | EC001626 | Lightning Protection | Conventional Protection | https://www.erico.com/part.asp?part=LPC371L58
LPC37212 | 78285664652 | LPC37212 |  | Air Terminal Base, Pipe Mount Bonding, Imperial Thread, Copper, 1/2 UNC | 46.19 | 18.476 | EA | F2 | 0 | 1 | Non-Stock |  | Copper | 39121621 | EC001626 | Lightning Protection | Conventional Protection | https://www.erico.com/part.asp?part=LPC37212
LPC37238 | 78285666024 | LPC37238 |  | Air Terminal Base, Pipe Mount Bonding, Imperial Thread, Copper, 3/8 UNC | 50.22 | 20.088 | EA | F2 | 0 | 1 | Non-Stock |  | Copper | 39121621 | EC001626 | Lightning Protection | Conventional Protection | https://www.erico.com/part.asp?part=LPC37238
LPC37258 | 78285664685 | LPC37258 |  | Air Terminal Base, Pipe Mount Bonding, Imperial Thread, Copper, 5/8 UNC | 50.22 | 20.088 | EA | F2 | 0 | 1 | Non-Stock |  | Copper | 39121621 | EC001626 | Lightning Protection | Conventional Protection | https://www.erico.com/part.asp?part=LPC37258
LPC372L12 | 78285664615 | LPC372L12 |  | Air Terminal Base, Pipe Mount Bonding, Imperial Thread, Copper, Tinned, 1/2 UNC | 58.59 | 23.436 | EA | F2 | 0 | 1 | Non-Stock | Tinned | Copper | 39121621 | EC001626 | Lightning Protection | Conventional Protection | https://www.erico.com/part.asp?part=LPC372L12
LPC372L38 | 78285673029 | LPC372L38 |  | Air Terminal Base, Pipe Mount Bonding, Imperial Thread, Copper, Tinned, 3/8 UNC | 53.34 | 21.336 | EA | F2 | 0 | 1 | Non-Stock | Tinned | Copper | 39121621 | EC001626 | Lightning Protection | Conventional Protection | https://www.erico.com/part.asp?part=LPC372L38
LPC372L58 | 78285673028 | LPC372L58 |  | Air Terminal Base, Pipe Mount Bonding, Imperial Thread, Copper, Tinned, 5/8 UNC | 58.01 | 23.204 | EA | F2 | 0 | 1 | Non-Stock | Tinned | Copper | 39121621 | EC001626 | Lightning Protection | Conventional Protection | https://www.erico.com/part.asp?part=LPC372L58
LPC401CTO | 78285673997 | LPC401CTO |  | Non-Insulated Stranded Conductor for Lightning Protection, Copper, Ropelay, 0.47" dia, 115.08 kcmil | 11.73 | 4.692 | FT | F2 | 0 | cto ft* | Non-Stock |  | Copper | 39121621 | EC001471 | Lightning Protection | Conventional Protection | https://www.erico.com/part.asp?part=LPC401CTO
LPC404250 | 78285685184 | LPC404250 |  | Copper Bare #4/0 Cable | 16.7 | 6.68 | EA | F2 | 0 | 250' | Non-Stock |  |  |  |  | Lightning Protection | Conventional Protection | https://www.erico.com/part.asp?part=LPC404250
LPC404CTO | 78285674009 | LPC404CTO |  | Non-Insulated Stranded Conductor for Lightning Protection, Copper, Concentric, 0.65" dia, 211.6 kcmil | 20.06 | 8.024 | FT | F2 | 0 | cto ft* | Non-Stock |  | Copper | 39121621 | EC001471 | Lightning Protection | Conventional Protection | https://www.erico.com/part.asp?part=LPC404CTO
LPC415 | 78285642855 | LPC415 |  | Air Terminal, Imperial Thread, Copper, Bare, 5/8" dia, Sharp, 60" x 5/8 UNC | 270.81 | 108.324 | EA | F2 | 0 | 1 | Non-Stock | Bare | Copper | 39121621 | EC000505 | Lightning Protection | Conventional Protection | https://www.erico.com/part.asp?part=LPC415
LPC416 | 78285642856 | LPC416 |  | Air Terminal, Imperial Thread, Copper, Bare, 5/8" dia, Sharp, 72" x 5/8 UNC | 308.31 | 123.324 | EA | F2 | 0 | 1 | Non-Stock | Bare | Copper | 39121621 | EC000505 | Lightning Protection | Conventional Protection | https://www.erico.com/part.asp?part=LPC416
LPC417 | 78285642857 | LPC417 |  | Air Terminal, Imperial Thread, Copper, Bare, 5/8" dia, Sharp, 84" x 5/8 UNC | 343.9 | 137.56 | EA | F2 | 0 | 1 | Non-Stock | Bare | Copper | 39121621 | EC000505 | Lightning Protection | Conventional Protection | https://www.erico.com/part.asp?part=LPC417
LPC418 | 78285642858 | LPC418 |  | Air Terminal, Imperial Thread, Copper, Bare, 5/8" dia, Sharp, 96" x 5/8 UNC | 425.47 | 170.188 | EA | F2 | 0 | 1 | Non-Stock | Bare | Copper | 39121621 | EC000505 | Lightning Protection | Conventional Protection | https://www.erico.com/part.asp?part=LPC418
LPC421 | 78285642859 | LPC421 |  | Air Terminal, Imperial Thread, Copper, Bare, 3/4" dia, Sharp, 18" x 5/8 UNC | 128.87 | 51.548 | EA | F2 | 0 | 1 | Non-Stock | Bare | Copper | 39121621 | EC000505 | Lightning Protection | Conventional Protection | https://www.erico.com/part.asp?part=LPC421
LPC422 | 78285642860 | LPC422 |  | Air Terminal, Imperial Thread, Copper, Bare, 3/4" dia, Sharp, 24" x 5/8 UNC | 168.05 | 67.22 | EA | F2 | 0 | 1 | Non-Stock | Bare | Copper | 39121621 | EC000505 | Lightning Protection | Conventional Protection | https://www.erico.com/part.asp?part=LPC422
LPC423 | 78285642861 | LPC423 |  | Air Terminal, Imperial Thread, Copper, Bare, 3/4" dia, Sharp, 36" x 5/8 UNC | 227.2 | 90.88 | EA | F2 | 0 | 1 | Non-Stock | Bare | Copper | 39121621 | EC000505 | Lightning Protection | Conventional Protection | https://www.erico.com/part.asp?part=LPC423
LPC424 | 78285642862 | LPC424 |  | Air Terminal, Imperial Thread, Copper, Bare, 3/4" dia, Sharp, 48" x 5/8 UNC | 262.68 | 105.072 | EA | F2 | 0 | 1 | Non-Stock | Bare | Copper | 39121621 | EC000505 | Lightning Protection | Conventional Protection | https://www.erico.com/part.asp?part=LPC424
LPC425 | 78285642863 | LPC425 |  | Air Terminal, Imperial Thread, Copper, Bare, 3/4" dia, Sharp, 60" x 5/8 UNC | 340.23 | 136.092 | EA | F2 | 0 | 1 | Non-Stock | Bare | Copper | 39121621 | EC000505 | Lightning Protection | Conventional Protection | https://www.erico.com/part.asp?part=LPC425
LPC426 | 78285642864 | LPC426 |  | Air Terminal, Imperial Thread, Copper, Bare, 3/4" dia, Sharp, 72" x 5/8 UNC | 402.59 | 161.036 | EA | F2 | 0 | 1 | Non-Stock | Bare | Copper | 39121621 | EC000505 | Lightning Protection | Conventional Protection | https://www.erico.com/part.asp?part=LPC426
LPC427 | 78285642865 | LPC427 |  | Air Terminal, Imperial Thread, Copper, Bare, 3/4" dia, Sharp, 84" x 5/8 UNC | 420 | 168 | EA | F2 | 0 | 1 | Non-Stock | Bare | Copper | 39121621 | EC000505 | Lightning Protection | Conventional Protection | https://www.erico.com/part.asp?part=LPC427
LPC428 | 78285642866 | LPC428 |  | Air Terminal, Imperial Thread, Copper, Bare, 3/4" dia, Sharp, 96" x 5/8 UNC | 477.88 | 191.152 | EA | F2 | 0 | 1 | Non-Stock | Bare | Copper | 39121621 | EC000505 | Lightning Protection | Conventional Protection | https://www.erico.com/part.asp?part=LPC428
LPC431 | 78285642867 | LPC431 |  | Industrial Stack Base, Horizontal Cable Run, Bare | 149.39 | 59.756 | EA | F2 | 0 | 1 | Non-Stock | Bare | Copper | 39121621 | EC000508 | Lightning Protection | Conventional Protection | https://www.erico.com/part.asp?part=LPC431
LPC433 | 78285664684 | LPC433 |  | Industrial Stack Base, Horizontal/Vertical Cable Run, Bare | 189.73 | 75.892 | EA | F2 | 0 | 1 | Non-Stock | Bare | Brass | 39121621 | EC000508 | Lightning Protection | Conventional Protection | https://www.erico.com/part.asp?part=LPC433
LPC435LG | 78285642875 | LPC435LG |  | Industrial Stack Base with Stud, Horizontal Cable Run, Bare, 1 1/2" Thread Length | 247.98 | 99.192 | EA | F2 | 0 | 1 | Non-Stock | Bare | Brass | 39121621 | EC000508 | Lightning Protection | Conventional Protection | https://www.erico.com/part.asp?part=LPC435LG
LPC435SH | 78285642876 | LPC435SH |  | Industrial Stack Base with Stud, Horizontal Cable Run, Bare, 7/8" Thread Length | 250.38 | 100.152 | EA | F2 | 0 | 1 | Non-Stock | Bare | Brass | 39121621 | EC000508 | Lightning Protection | Conventional Protection | https://www.erico.com/part.asp?part=LPC435SH
LPC436LG | 78285642879 | LPC436LG |  | Industrial Stack Base with Stud, Horizontal/Vertical Cable Run, Bare, 1 1/2" Thread Length | 325.49 | 130.196 | EA | F2 | 0 | 1 | Non-Stock | Bare | Bronze | 39121621 | EC000508 | Lightning Protection | Conventional Protection | https://www.erico.com/part.asp?part=LPC436LG
LPC436SH | 78285642880 | LPC436SH |  | Industrial Stack Base with Stud, Horizontal/Vertical Cable Run, Bare, 7/8" Thread Length | 299.33 | 119.732 | EA | F2 | 0 | 1 | Non-Stock | Bare | Bronze | 39121621 | EC000508 | Lightning Protection | Conventional Protection | https://www.erico.com/part.asp?part=LPC436SH
LPC437LG | 78285642883 | LPC437LG |  | Industrial Stack Base with Stud, Cross Horizontal Cable Run, Bare, 1 1/2" Thread Length | 299.33 | 119.732 | EA | F2 | 0 | 1 | Non-Stock | Bare | Copper | 39121621 | EC000508 | Lightning Protection | Conventional Protection | https://www.erico.com/part.asp?part=LPC437LG
LPC441 | 78285664491 | LPC441 |  | Industrial Stack Parallel Cable Connector, Bare | 93.08 | 37.232 | EA | F2 | 0 | 1 | Stock | Bare | Brass | 39121621 | EC000508 | Lightning Protection | Conventional Protection | https://www.erico.com/part.asp?part=LPC441
LPC443 | 78285642888 | LPC443 |  | Industrial Stack In-Line Connector, Bare | 77.37 | 30.948 | EA | F2 | 0 | 1 | Stock | Bare | Brass | 39121621 | EC000513 | Lightning Protection | Conventional Protection | https://www.erico.com/part.asp?part=LPC443
LPC446 | 78285642892 | LPC446 |  | Industrial Stack T-Connector, Bare | 142.75 | 57.1 | EA | F2 | 0 | 1 | Stock | Bare | Brass | 39121621 | EC000513 | Lightning Protection | Conventional Protection | https://www.erico.com/part.asp?part=LPC446
LPC448 | 78285642894 | LPC448 |  | Industrial Stack Cross-Run Connector, Bare | 156.21 | 62.484 | EA | F2 | 0 | 1 | Stock | Bare | Brass | 39121621 | EC000508 | Lightning Protection | Conventional Protection | https://www.erico.com/part.asp?part=LPC448
LPC451 | 78285642896 | LPC451 |  | Industrial Stack Bonding Lug, Brass | 74.26 | 29.704 | EA | F2 | 0 | 1 | Stock |  | Brass | 39121621 | EC001050 | Lightning Protection | Conventional Protection | https://www.erico.com/part.asp?part=LPC451
LPC456 | 78285642917 | LPC456 |  | Handrail Air Terminal Support, Brass | 100.93 | 40.372 | EA | F2 | 0 | 1 | Stock |  | Brass | 39121621 | EC000505 | Lightning Protection | Conventional Protection | https://www.erico.com/part.asp?part=LPC456
LPC464 | 78285642918 | LPC464 |  | Industrial Stack Bonding Assembly, Lug to Lug, Bare, LPC401 | 224.88 | 89.952 | EA | F2 | 0 | 1 | Non-Stock | Bare | Copper | 39121621 | EC000508 | Lightning Protection | Conventional Protection | https://www.erico.com/part.asp?part=LPC464
LPC46440 | 78285642919 | LPC46440 |  | Industrial Stack Bonding Assembly, Lug to Lug, Bare, 4/0 Concentric | 244.8 | 97.92 | EA | F2 | 0 | 1 | Non-Stock | Bare | Copper | 39121621 | EC000508 | Lightning Protection | Conventional Protection | https://www.erico.com/part.asp?part=LPC46440
LPC465 | 78285642920 | LPC465 |  | Industrial Stack Bonding Assembly, Lug to Connector, Bare | 234.9 | 93.96 | EA | F2 | 0 | 1 | Non-Stock | Bare | Copper | 39121621 | EC000508 | Lightning Protection | Conventional Protection | https://www.erico.com/part.asp?part=LPC465
LPC466 | 78285642922 | LPC466 |  | Rebar Bonding Clamp, Class 2 (4/0 Max) Conductor Size, UL, 10M Max, 29 mm Max, #9 Max | 59.31 | 23.724 | EA | F2 | 0 | 1 | Non-Stock |  | Brass | 39121621 | EC000508 | Lightning Protection | Conventional Protection | https://www.erico.com/part.asp?part=LPC466
LPC466B | 78285686442 | LPC466B |  | Universal Clamp, Solid Round Conductor | 66.87 | 26.748 | EA | F2 | 0 | 5 | Non-Stock |  | Brass | 39121621 | EC000514 | Lightning Protection | Conventional Protection | https://www.erico.com/part.asp?part=LPC466B
LPC467 | 78285642923 | LPC467 |  | Rebar Bonding Plate, 2/0 Str-4/0 Str | 215.03 | 86.012 | EA | F2 | 0 | 1 | Non-Stock |  | Brass | 39121621 | EC000490 | Lightning Protection | Conventional Protection | https://www.erico.com/part.asp?part=LPC467
LPC46740X1 | 78285642924 | LPC46740X1 |  | Rebar Bonding Kit, Single Connection, LPC404 Conductor Type | 296.62 | 118.648 | EA | F2 | 0 | 1 | Non-Stock |  | Brass, Copper | 39121621 | EC000490 | Lightning Protection | Conventional Protection | https://www.erico.com/part.asp?part=LPC46740X1
LPC46740X2 | 78285642925 | LPC46740X2 |  | Rebar Bonding Kit, Dual Connection, LPC404 Conductor Type | 401.5 | 160.6 | EA | F2 | 0 | 1 | Non-Stock |  | Brass, Copper | 39121621 | EC000490 | Lightning Protection | Conventional Protection | https://www.erico.com/part.asp?part=LPC46740X2
LPC467X1 | 78285642927 | LPC467X1 |  | Rebar Bonding Kit, Single Connection, LPC401 Conductor Type | 276.88 | 110.752 | EA | F2 | 0 | 1 | Non-Stock |  | Brass, Copper | 39121621 | EC000490 | Lightning Protection | Conventional Protection | https://www.erico.com/part.asp?part=LPC467X1
LPC467X2 | 78285642928 | LPC467X2 |  | Rebar Bonding Kit, Dual Connection, LPC401 Conductor Type | 412.82 | 165.128 | EA | F2 | 0 | 1 | Stock |  | Brass, Copper | 39121621 | EC000490 | Lightning Protection | Conventional Protection | https://www.erico.com/part.asp?part=LPC467X2
LPC468 | 78285642930 | LPC468 |  | Rebar Bonding Plate Cable Bond | 120.9 | 48.36 | EA | F2 | 0 | 1 | Non-Stock |  | Brass | 39121621 | EC000508 | Lightning Protection | Conventional Protection | https://www.erico.com/part.asp?part=LPC468
LPC475 | 78285642933 | LPC475 |  | Preformed Busbar | 679.65 | 271.86 | EA | F2 | 0 | 1 | Stock |  | Copper | 39121621 | EC001470 | Lightning Protection | Conventional Protection | https://www.erico.com/part.asp?part=LPC475
LPC477 | 78285642934 | LPC477 |  | Protective Tube, Copper, 1.05" dia, 8' | 736.29 | 294.516 | EA | F2 | 0 | 1 | Stock |  | Brass | 39121621 | EC000490 | Lightning Protection | Conventional Protection | https://www.erico.com/part.asp?part=LPC477
LPC478 | 78285659820 | LPC478 |  | Cable Protector Fastener | 86.03 | 34.412 | EA | F2 | 0 | 1 | Stock |  | Brass | 39121621 | EC000490 | Lightning Protection | Conventional Protection | https://www.erico.com/part.asp?part=LPC478
LPC48034LG | 78285642942 | LPC48034LG |  | Industrial Stack Cable/Terminal Holder, Bare, 3/4" dia, 1 1/2" Thread Length | 78.29 | 31.316 | EA | F2 | 0 | 1 | Non-Stock | Bare | Brass | 39121621 | EC000508 | Lightning Protection | Conventional Protection | https://www.erico.com/part.asp?part=LPC48034LG
LPC48034SH | 78285642943 | LPC48034SH |  | Industrial Stack Cable/Terminal Holder, Bare, 3/4" dia, 7/8" Thread Length | 78.29 | 31.316 | EA | F2 | 0 | 1 | Non-Stock | Bare | Brass | 39121621 | EC000508 | Lightning Protection | Conventional Protection | https://www.erico.com/part.asp?part=LPC48034SH
LPC48058LG | 78285642944 | LPC48058LG |  | Industrial Stack Cable/Terminal Holder, Bare, 5/8" dia, 1 1/2" Thread Length | 78.29 | 31.316 | EA | F2 | 0 | 1 | Stock | Bare | Brass | 39121621 | EC000508 | Lightning Protection | Conventional Protection | https://www.erico.com/part.asp?part=LPC48058LG
LPC48058SH | 78285642945 | LPC48058SH |  | Industrial Stack Cable/Terminal Holder, Bare, 5/8" dia, 7/8" Thread Length | 83.38 | 33.352 | EA | F2 | 0 | 1 | Non-Stock | Bare | Brass | 39121621 | EC000508 | Lightning Protection | Conventional Protection | https://www.erico.com/part.asp?part=LPC48058SH
LPC481LG | 78285642948 | LPC481LG |  | Industrial Stack Pinch-Close Cable Fastener, Bare, 1 1/2" Screw | 36.86 | 14.744 | EA | F2 | 0 | 1 | Stock | Bare | Brass | 39121621 | EC000508 | Lightning Protection | Conventional Protection | https://www.erico.com/part.asp?part=LPC481LG
LPC481SH | 78285642949 | LPC481SH |  | Industrial Stack Pinch-Close Cable Fastener, Bare, 7/8" Screw | 41.86 | 16.744 | EA | F2 | 0 | 1 | Stock | Bare | Brass | 39121621 | EC000508 | Lightning Protection | Conventional Protection | https://www.erico.com/part.asp?part=LPC481SH
LPC482LG | 78285642952 | LPC482LG |  | Industrial Stack 2-Bolt Cable Fastener, Bare, 1 1/2" Screw | 75.34 | 30.136 | EA | F2 | 0 | 1 | Stock | Bare | Brass | 39121621 | EC000508 | Lightning Protection | Conventional Protection | https://www.erico.com/part.asp?part=LPC482LG
LPC482SH | 78285642953 | LPC482SH |  | Industrial Stack 2-Bolt Cable Fastener, Bare, 7/8" Screw | 81.49 | 32.596 | EA | F2 | 0 | 1 | Stock | Bare | Brass | 39121621 | EC000508 | Lightning Protection | Conventional Protection | https://www.erico.com/part.asp?part=LPC482SH
LPC483 | 78285642954 | LPC483 |  | Cable to Metal Fastener, Class 1-Class 2 (4/0 Max) Conductor Size, UL | 44.57 | 17.828 | EA | F2 | 0 | 1 | Non-Stock |  | Brass | 39121621 | EC000508 | Lightning Protection | Conventional Protection | https://www.erico.com/part.asp?part=LPC483
LPC49234 | 78285642961 | LPC49234 |  | Industrial Stack Lay-in Terminal Holder, 0.719" dia, 0.615 lb | 51.97 | 20.788 | EA | F2 | 0 | 1 | Non-Stock |  | Brass | 39121621 | EC000508 | Lightning Protection | Conventional Protection | https://www.erico.com/part.asp?part=LPC49234
LPC49258 | 78285642962 | LPC49258 |  | Industrial Stack Lay-in Terminal Holder, 0.594" dia, 0.615 lb | 51.97 | 20.788 | EA | F2 | 0 | 1 | Non-Stock |  | Brass | 39121621 | EC000508 | Lightning Protection | Conventional Protection | https://www.erico.com/part.asp?part=LPC49258
LPC494 | 78285642963 | LPC494 |  | Bronze Lay-In Cable Holder, for LPC401 Cable | 41.6 | 16.64 | EA | F2 | 0 | 1 | Non-Stock |  |  |  |  | Lightning Protection | Conventional Protection | https://www.erico.com/part.asp?part=LPC494
LPC501 | 78285642969 | LPC501 |  | Stamped Crimp Cable T-Connector, Copper | 6.28 | 2.512 | EA | F2 | 0 | 1 | Stock |  | Copper | 39121621 | EC000513 | Lightning Protection | Conventional Protection | https://www.erico.com/part.asp?part=LPC501
LPC502 | 78285658469 | LPC502 |  | Stamped Bolted Parallel Cable Connector, Copper | 15.68 | 6.272 | EA | F2 | 0 | 1 | Stock |  | Copper | 39121621 | EC000514 | Lightning Protection | Conventional Protection | https://www.erico.com/part.asp?part=LPC502
LPC502A | 78285658472 | LPC502A |  | Stamped Bolted Parallel Cable Connector, Copper, Aluminum, S304 | 15.28 | 6.112 | EA | F2 | 0 | 1 | Stock |  | Copper, Aluminum, Stainless Steel 304 (EN 1.4301) | 39121621 | EC000514 | Lightning Protection | Conventional Protection | https://www.erico.com/part.asp?part=LPC502A
LPC502L | 78285658471 | LPC502L |  | Stamped Bolted Parallel Cable Connector, Copper, Tinned | 20.52 | 8.208 | EA | F2 | 0 | 1 | Non-Stock | Tinned | Copper | 39121621 | EC000514 | Lightning Protection | Conventional Protection | https://www.erico.com/part.asp?part=LPC502L
LPC503 | 78285642970 | LPC503 |  | Stamped Crimp In-Line Cable Connector, Copper, Bare | 20 | 8 | EA | F2 | 0 | 1 | Stock | Bare | Copper | 39121621 | EC000513 | Lightning Protection | Conventional Protection | https://www.erico.com/part.asp?part=LPC503
LPC505 | 78285642971 | LPC505 |  | Stamped Crimp Parallel Cable Connector, Copper | 13.54 | 5.416 | EA | F2 | 0 | 1 | Stock | Bare | Copper | 39121621 | EC000508 | Lightning Protection | Conventional Protection | https://www.erico.com/part.asp?part=LPC505
LPC508L | 78285666433 | LPC508L |  | Stamped Secondary Connector, Copper, Tinned | 21.74 | 8.696 | EA | F2 | 0 | 1 | Stock | Tinned | Copper | 39121621 | EC000513 | Lightning Protection | Conventional Protection | https://www.erico.com/part.asp?part=LPC508L
LPC510 | 78285642972 | LPC510 |  | Cable T-Connector, Copper | 47.03 | 18.812 | EA | F2 | 0 | 1 | Stock |  | Copper | 39121621 | EC000513 | Lightning Protection | Conventional Protection | https://www.erico.com/part.asp?part=LPC510
LPC510L | 78285644851 | LPC510L |  | Cable T-Connector, Copper, Tinned | 75.42 | 30.168 | EA | F2 | 0 | 1 | Stock | Tinned | Copper | 39121621 | EC000513 | Lightning Protection | Conventional Protection | https://www.erico.com/part.asp?part=LPC510L
LPC513 | 78285644854 | LPC513 |  | In-Line Cable Connector, Copper | 50.21 | 20.084 | EA | F2 | 0 | 1 | Stock |  | Copper | 39121621 | EC000513 | Lightning Protection | Conventional Protection | https://www.erico.com/part.asp?part=LPC513
LPC516 | 78285644856 | LPC516 |  | 516 Parallel Cable Connector, Copper, Bare | 24.03 | 9.612 | EA | F2 | 0 | 1 | Stock | Bare | Copper | 39121621 | EC000513 | Lightning Protection | Conventional Protection | https://www.erico.com/part.asp?part=LPC516
LPC516A | 78285664484 | LPC516A |  | 516 Parallel Cable Connector, Copper, Aluminum, Stainless Steel 18-8, Bare | 25.53 | 10.212 | EA | F2 | 0 | 1 | Stock | Bare | Copper, Aluminum, Stainless Steel 18-8 (EN 1.4305) | 39121621 | EC000513 | Lightning Protection | Conventional Protection | https://www.erico.com/part.asp?part=LPC516A
LPC516L | 78285644857 | LPC516L |  | 516 Parallel Cable Connector, Copper, Tinned | 37.22 | 14.888 | EA | F2 | 0 | 1 | Non-Stock | Tinned | Copper | 39121621 | EC000513 | Lightning Protection | Conventional Protection | https://www.erico.com/part.asp?part=LPC516L
LPC517 | 78285644859 | LPC517 |  | 517 Parallel Cable Connector, Copper | 31.96 | 12.784 | EA | F2 | 0 | 1 | Stock |  | Copper | 39121621 | EC000514 | Lightning Protection | Conventional Protection | https://www.erico.com/part.asp?part=LPC517
LPC517L | 78285644858 | LPC517L |  | 517 Parallel Cable Connector, Copper, Tinned | 43.47 | 17.388 | EA | F2 | 0 | 1 | Non-Stock | Tinned | Copper | 39121621 | EC000514 | Lightning Protection | Conventional Protection | https://www.erico.com/part.asp?part=LPC517L
LPC527 | 78285644862 | LPC527 |  | 527 Parallel Cable Connector, Bronze | 32.13 | 12.852 | EA | F2 | 0 | 1 | Stock |  | Bronze | 39121621 | EC000514 | Lightning Protection | Conventional Protection | https://www.erico.com/part.asp?part=LPC527
LPC528 | 78285642980 | LPC528 |  | 528 Parallel Cable Connector, Copper, Bare | 61.21 | 24.484 | EA | F2 | 0 | 1 | Stock | Bare | Copper | 39121621 | EC000514 | Lightning Protection | Conventional Protection | https://www.erico.com/part.asp?part=LPC528
LPC528L | 78285644863 | LPC528L |  | 528 Parallel Cable Connector, Copper, Tinned | 74.7 | 29.88 | EA | F2 | 0 | 1 | Non-Stock | Tinned | Copper | 39121621 | EC000514 | Lightning Protection | Conventional Protection | https://www.erico.com/part.asp?part=LPC528L
LPC532 | 78285644864 | LPC532 |  | Bonding Plate, Brass | 51.66 | 20.664 | EA | F2 | 0 | 1 | Stock |  | Brass | 39121621 | EC000514 | Lightning Protection | Conventional Protection | https://www.erico.com/part.asp?part=LPC532
LPC532L | 78285642983 | LPC532L |  | Bonding Plate, Brass, Tinned | 68.44 | 27.376 | EA | F2 | 0 | 1 | Stock | Tinned | Brass | 39121621 | EC000514 | Lightning Protection | Conventional Protection | https://www.erico.com/part.asp?part=LPC532L
LPC533 | 78285642984 | LPC533 |  | Crimp Bonding Plate, Copper, 8 in� Min Contact Area | 30.09 | 12.036 | EA | F2 | 0 | 1 | Non-Stock |  | Copper | 39121621 | EC000508 | Lightning Protection | Conventional Protection | https://www.erico.com/part.asp?part=LPC533
LPC533L | 78285642985 | LPC533L |  | Crimp Bonding Plate, Copper, Tinned, 8 in� Min Contact Area | 45.81 | 18.324 | EA | F2 | 0 | 1 | Non-Stock | Tinned | Copper | 39121621 | EC000508 | Lightning Protection | Conventional Protection | https://www.erico.com/part.asp?part=LPC533L
LPC534 | 78285642986 | LPC534 |  | Bonding Plate, Cu, 8" sq Contact | 49.64 | 19.856 | EA | F2 | 0 | 1 | Non-Stock |  |  |  |  | Lightning Protection | Conventional Protection | https://www.erico.com/part.asp?part=LPC534
LPC535 | 78285642988 | LPC535 |  | Crimp Bonding Plate, Copper, 3 in� Min Contact Area | 32.97 | 13.188 | EA | F2 | 0 | 1 | Stock |  | Copper | 39121621 | EC000508 | Lightning Protection | Conventional Protection | https://www.erico.com/part.asp?part=LPC535
LPC535L | 78285642989 | LPC535L |  | Crimp Bonding Plate, Copper, Tinned, 3 in� Min Contact Area | 42.13 | 16.852 | EA | F2 | 0 | 1 | Non-Stock | Tinned | Copper | 39121621 | EC000508 | Lightning Protection | Conventional Protection | https://www.erico.com/part.asp?part=LPC535L
LPC536 | 78285642990 | LPC536 |  | Bonding Plate with Welding Plate, Brass | 247.19 | 98.876 | EA | F2 | 0 | 1 | Stock |  | Brass | 39121621 | EC000508 | Lightning Protection | Conventional Protection | https://www.erico.com/part.asp?part=LPC536
LPC537 | 78285642991 | LPC537 |  | Secondary Bonding Plate, Brass, Bare | 36.14 | 14.456 | EA | F2 | 0 | 1 | Stock | Bare | Brass | 39121621 | EC000490 | Lightning Protection | Conventional Protection | https://www.erico.com/part.asp?part=LPC537
LPC537L | 78285642992 | LPC537L |  | Secondary Bonding Plate, Brass, Tinned | 48.57 | 19.428 | EA | F2 | 0 | 1 | Stock | Tinned | Brass | 39121621 | EC000490 | Lightning Protection | Conventional Protection | https://www.erico.com/part.asp?part=LPC537L
LPC540 | 78285642993 | LPC540 |  | Stamped Bonding Plate, Copper, Bare | 27.4 | 10.96 | EA | F2 | 0 | 1 | Stock | Bare | Copper | 39121621 | EC000490 | Lightning Protection | Conventional Protection | https://www.erico.com/part.asp?part=LPC540
LPC540A | 78285659308 | LPC540A |  | Stamped Bonding Plate, Copper, Aluminum, S304, Bare | 36.51 | 14.604 | EA | F2 | 0 | 1 | Stock | Bare | Copper, Aluminum, Stainless Steel 304 (EN 1.4301) | 39121621 | EC000490 | Lightning Protection | Conventional Protection | https://www.erico.com/part.asp?part=LPC540A
LPC540L | 78285642994 | LPC540L |  | Stamped Bonding Plate, Copper, Tinned | 38.25 | 15.3 | EA | F2 | 0 | 1 | Stock | Tinned | Copper | 39121621 | EC000490 | Lightning Protection | Conventional Protection | https://www.erico.com/part.asp?part=LPC540L
LPC55112 | 78285642997 | LPC55112 |  | Cast Bonding Lug, Brass, Bare, 9/16" Hole | 42.32 | 16.928 | EA | F2 | 0 | 1 | Stock | Bare | Brass | 39121621 | EC001050 | Lightning Protection | Conventional Protection | https://www.erico.com/part.asp?part=LPC55112
LPC55138 | 78285642998 | LPC55138 |  | Cast Bonding Lug, Brass, Bare, 7/16" Hole | 42.32 | 16.928 | EA | F2 | 0 | 1 | Stock | Bare | Brass | 39121621 | EC001050 | Lightning Protection | Conventional Protection | https://www.erico.com/part.asp?part=LPC55138
LPC551L12 | 78285643000 | LPC551L12 |  | Cast Bonding Lug, Brass, Tinned, 9/16" Hole | 61.7 | 24.68 | EA | F2 | 0 | 1 | Stock | Tinned | Brass | 39121621 | EC001050 | Lightning Protection | Conventional Protection | https://www.erico.com/part.asp?part=LPC551L12
LPC551L38 | 78285643001 | LPC551L38 |  | Cast Bonding Lug, Brass, Tinned, 7/16" Hole | 62.34 | 24.936 | EA | F2 | 0 | 1 | Stock | Tinned | Brass | 39121621 | EC001050 | Lightning Protection | Conventional Protection | https://www.erico.com/part.asp?part=LPC551L38
LPC55312 | 78285664670 | LPC55312 |  | Stamped Bonding Lug, Bronze, 1/2" Hole | 32.27 | 12.908 | EA | F2 | 0 | 1 | Stock |  | Bronze | 39121621 | EC001050 | Lightning Protection | Conventional Protection | https://www.erico.com/part.asp?part=LPC55312
LPC55314 | 78285672430 | LPC55314 |  | Stamped Bonding Lug, Bronze, 1/4" Hole | 31.96 | 12.784 | EA | F2 | 0 | 1 | Non-Stock |  | Bronze | 39121621 | EC001050 | Lightning Protection | Conventional Protection | https://www.erico.com/part.asp?part=LPC55314
LPC55338 | 78285664698 | LPC55338 |  | Stamped Bonding Lug, Bronze, 3/8" Hole | 31.96 | 12.784 | EA | F2 | 0 | 1 | Non-Stock |  | Bronze | 39121621 | EC001050 | Lightning Protection | Conventional Protection | https://www.erico.com/part.asp?part=LPC55338
LPC553L12 | 78285669407 | LPC553L12 |  | Stamped Bonding Lug, Bronze, Tinned, 1/2" Hole | 42.2 | 16.88 | EA | F2 | 0 | 1 | Non-Stock | Tinned | Bronze | 39121621 | EC001050 | Lightning Protection | Conventional Protection | https://www.erico.com/part.asp?part=LPC553L12
LPC553L14 | 78285660463 | LPC553L14 |  | Stamped Bonding Lug, Bronze, Tinned, 1/4" Hole | 40.94 | 16.376 | EA | F2 | 0 | 1 | Stock | Tinned | Bronze | 39121621 | EC001050 | Lightning Protection | Conventional Protection | https://www.erico.com/part.asp?part=LPC553L14
LPC553L38 | 78285672428 | LPC553L38 |  | Stamped Bonding Lug, Bronze, Tinned, 3/8" Hole | 44.35 | 17.74 | EA | F2 | 0 | 1 | Non-Stock | Tinned | Bronze | 39121621 | EC001050 | Lightning Protection | Conventional Protection | https://www.erico.com/part.asp?part=LPC553L38
LPC555 | 78285643007 | LPC555 |  | Cast Secondary Bonding Lug, Brass, Bare | 23.38 | 9.352 | EA | F2 | 0 | 1 | Stock | Bare | Brass | 39121621 | EC000508 | Lightning Protection | Conventional Protection | https://www.erico.com/part.asp?part=LPC555
LPC555L | 78285643008 | LPC555L |  | Cast Secondary Bonding Lug, Brass, Tinned | 24.89 | 9.956 | EA | F2 | 0 | 1 | Stock | Tinned | Brass | 39121621 | EC000508 | Lightning Protection | Conventional Protection | https://www.erico.com/part.asp?part=LPC555L
LPC557 | 78285643010 | LPC557 |  | Cast Two Bolt Beam Bonding Clamp, Copper | 101.14 | 40.456 | EA | F2 | 0 | 1 | Stock |  | Copper | 39121621 | EC000514 | Lightning Protection | Conventional Protection | https://www.erico.com/part.asp?part=LPC557
LPC557L | 78285644867 | LPC557L |  | Cast Two Bolt Beam Bonding Clamp, Copper, Tinned | 132.56 | 53.024 | EA | F2 | 0 | 1 | Non-Stock | Tinned | Copper | 39121621 | EC000514 | Lightning Protection | Conventional Protection | https://www.erico.com/part.asp?part=LPC557L
LPC559 | 78285643011 | LPC559 |  | Cast Beam Bonding Clamp, Copper, Bare | 32.76 | 13.104 | EA | F2 | 0 | 1 | Stock | Bare | Copper | 39121621 | EC000508 | Lightning Protection | Conventional Protection | https://www.erico.com/part.asp?part=LPC559
LPC559L | 78285644868 | LPC559L |  | Cast Beam Bonding Clamp, Copper, Tinned | 41.96 | 16.784 | EA | F2 | 0 | 1 | Stock | Tinned | Copper | 39121621 | EC000508 | Lightning Protection | Conventional Protection | https://www.erico.com/part.asp?part=LPC559L
LPC570 | 78285660247 | LPC570 |  | Cast U-Bolt Pipe Clamp, Brass, Bare | 40.79 | 16.316 | EA | F2 | 0 | 1 | Stock | Bare | Brass | 39121621 | EC000493 | Lightning Protection | Conventional Protection | https://www.erico.com/part.asp?part=LPC570
LPC570L | 78285664508 | LPC570L |  | Cast U-Bolt Pipe Clamp, Brass, Tinned | 50.21 | 20.084 | EA | F2 | 0 | 1 | Non-Stock | Tinned | Brass | 39121621 | EC000493 | Lightning Protection | Conventional Protection | https://www.erico.com/part.asp?part=LPC570L
LPC571 | 78285660256 | LPC571 |  | Notched Cast U-Bolt Pipe Clamp, Brass, Bare | 56.43 | 22.572 | EA | F2 | 0 | 1 | Stock | Bare | Brass | 39121621 | EC000493 | Lightning Protection | Conventional Protection | https://www.erico.com/part.asp?part=LPC571
LPC571L | 78285664535 | LPC571L |  | Notched Cast U-Bolt Pipe Clamp, Brass, Tinned | 75.24 | 30.096 | EA | F2 | 0 | 1 | Stock | Tinned | Brass | 39121621 | EC000493 | Lightning Protection | Conventional Protection | https://www.erico.com/part.asp?part=LPC571L
LPC580 | 78285643021 | LPC580 |  | Cast Pipe Clamp, Brass, Bare | 48.58 | 19.432 | EA | F2 | 0 | 1 | Stock | Bare | Brass | 39121621 | EC000493 | Lightning Protection | Conventional Protection | https://www.erico.com/part.asp?part=LPC580
LPC588 | 78285643027 | LPC588 |  | Strap Bonding Clamp, Copper, Tinned, 6.63"�8.63" OD | 181.32 | 72.528 | EA | F2 | 0 | 1 | Stock | Tinned | Copper | 39121621 | EC000493 | Lightning Protection | Conventional Protection | https://www.erico.com/part.asp?part=LPC588
LPC590 | 78285664619 | LPC590 |  | Strap Bonding Clamp, Copper, Tinned, 8.63"�10.75" OD | 192.19 | 76.876 | EA | F2 | 0 | 1 | Stock | Tinned | Copper | 39121621 | EC000493 | Lightning Protection | Conventional Protection | https://www.erico.com/part.asp?part=LPC590
LPC595 | 78285644870 | LPC595 |  | Cross-Run Cable Connector, Brass, Bare | 58.15 | 23.26 | EA | F2 | 0 | 1 | Stock | Bare | Brass | 39121621 | EC000513 | Lightning Protection | Conventional Protection | https://www.erico.com/part.asp?part=LPC595
LPC595L | 78285644869 | LPC595L |  | Cross-Run Cable Connector, Brass, Tinned | 102.65 | 41.06 | EA | F2 | 0 | 1 | Non-Stock | Tinned | Brass | 39121621 | EC000513 | Lightning Protection | Conventional Protection | https://www.erico.com/part.asp?part=LPC595L
LPC5962 | 78285660257 | LPC5962 |  | Stamped U-Bolt Pipe Clamp, 90�, Copper, S304, 1.9"�2.625" OD | 60.4 | 24.16 | EA | F2 | 0 | 1 | Stock |  | Copper, Stainless Steel 304 (EN 1.4301) | 39121621 | EC000493 | Lightning Protection | Conventional Protection | https://www.erico.com/part.asp?part=LPC5962
LPC5963 | 78285660259 | LPC5963 |  | Stamped U-Bolt Pipe Clamp, 90�, Copper, S304, 2.63"�3.63" OD | 70.2 | 28.08 | EA | F2 | 0 | 1 | Stock |  | Copper, Stainless Steel 304 (EN 1.4301) | 39121621 | EC000493 | Lightning Protection | Conventional Protection | https://www.erico.com/part.asp?part=LPC5963
LPC5964 | 78285660260 | LPC5964 |  | Stamped U-Bolt Pipe Clamp, Copper, S304, 3.9"�4.625" OD | 86.87 | 34.748 | EA | F2 | 0 | 1 | Stock |  | Copper, Stainless Steel 304 (EN 1.4301) | 39121621 | EC000493 | Lightning Protection | Conventional Protection | https://www.erico.com/part.asp?part=LPC5964
LPC5966 | 78285660261 | LPC5966 |  | Stamped U-Bolt Pipe Clamp, Copper, S304, 0.438"�6.858" OD | 102.11 | 40.844 | EA | F2 | 0 | 1 | Stock |  | Copper, Stainless Steel 304 (EN 1.4301) | 39121621 | EC000493 | Lightning Protection | Conventional Protection | https://www.erico.com/part.asp?part=LPC5966
LPC61012 | 78285643041 | LPC61012 |  | Through Wall/Roof Connector, Bronze, Bare, 1/2 UNC | 38.52 | 15.408 | EA | F2 | 0 | 1 | Stock | Bare | Bronze | 39121621 | EC000505 | Lightning Protection | Conventional Protection | https://www.erico.com/part.asp?part=LPC61012
LPC61038 | 78285643042 | LPC61038 |  | Through Wall/Roof Connector, Bronze, Bare, 3/8 UNC | 40.65 | 16.26 | EA | F2 | 0 | 1 | Non-Stock | Bare | Bronze | 39121621 | EC000505 | Lightning Protection | Conventional Protection | https://www.erico.com/part.asp?part=LPC61038
LPC61058 | 78285643043 | LPC61058 |  | Through Wall/Roof Connector, Bronze, Bare, 5/8 UNC | 37.06 | 14.824 | EA | F2 | 0 | 1 | Non-Stock | Bare | Bronze | 39121621 | EC000505 | Lightning Protection | Conventional Protection | https://www.erico.com/part.asp?part=LPC61058
LPC610BI12 | 78285652450 | LPC610BI12 |  | Through Wall/Roof Connector, Aluminum, Bronze, S304, Bare, 1/2 UNC | 39.98 | 15.992 | EA | F2 | 0 | 1 | Non-Stock | Bare | Aluminum, Bronze, Stainless Steel 304 (EN 1.4301) | 39121621 | EC000505 | Lightning Protection | Conventional Protection | https://www.erico.com/part.asp?part=LPC610BI12
LPC610BI38 | 78285652449 | LPC610BI38 |  | Through Wall/Roof Connector, Aluminum, Bronze, S304, Bare, 3/8 UNC | 39.58 | 15.832 | EA | F2 | 0 | 1 | Non-Stock | Bare | Aluminum, Bronze, Stainless Steel 304 (EN 1.4301) | 39121621 | EC000505 | Lightning Protection | Conventional Protection | https://www.erico.com/part.asp?part=LPC610BI38
LPC610BI58 | 78285652448 | LPC610BI58 |  | Through Wall/Roof Connector, Aluminum, Bronze, S304, Bare, 5/8 UNC | 39.98 | 15.992 | EA | F2 | 0 | 1 | Non-Stock | Bare | Aluminum, Bronze, Stainless Steel 304 (EN 1.4301) | 39121621 | EC000505 | Lightning Protection | Conventional Protection | https://www.erico.com/part.asp?part=LPC610BI58
LPC610L12 | 78285664587 | LPC610L12 |  | Through Wall/Roof Connector, Bronze, Tinned, 1/2 UNC | 47.21 | 18.884 | EA | F2 | 0 | 1 | Non-Stock | Tinned | Bronze | 39121621 | EC000505 | Lightning Protection | Conventional Protection | https://www.erico.com/part.asp?part=LPC610L12
LPC619 | 78285643046 | LPC619 |  | Through Wall/Roof Assembly, Parallel Conductor to Parallel Conductor, Copper, Stainless Steel 18-8 | 114.24 | 45.696 | EA | F2 | 0 | 1 | Stock |  | Copper, Stainless Steel 18-8 (EN 1.4305) | 39121621 | EC000514 | Lightning Protection | Conventional Protection | https://www.erico.com/part.asp?part=LPC619
LPC619A | 78285643047 | LPC619A |  | Through Wall/Roof Assembly, Parallel Conductor to Parallel Conductor, Aluminum, Copper, Stainless Steel 18-8 | 85.7 | 34.28 | EA | F2 | 0 | 1 | Stock |  | Aluminum, Copper, Stainless Steel 18-8 (EN 1.4305) | 39121621 | EC000514 | Lightning Protection | Conventional Protection | https://www.erico.com/part.asp?part=LPC619A
LPC620 | 78285643048 | LPC620 |  | Through Wall/Roof Assembly, Parallel Conductor to Bonding Lug, Copper Bonding Lug, Copper Parallel Conductor | 128.38 | 51.352 | EA | F2 | 0 | 1 | Non-Stock |  | Copper, Stainless Steel 18-8 (EN 1.4305) | 39121621 | EC000514 | Lightning Protection | Conventional Protection | https://www.erico.com/part.asp?part=LPC620
LPC620A | 78285643049 | LPC620A |  | Through Wall/Roof Assembly, Parallel Conductor to Bonding Lug, Aluminum Bonding Lug, Copper Parallel Conductor | 94.39 | 37.756 | EA | F2 | 0 | 1 | Non-Stock |  | Aluminum, Copper, Stainless Steel 18-8 (EN 1.4305) | 39121621 | EC000514 | Lightning Protection | Conventional Protection | https://www.erico.com/part.asp?part=LPC620A
LPC621 | 78285643050 | LPC621 |  | Through Wall/Roof Assembly, Bonding Lug to Bonding Lug, Copper, Stainless Steel 18-8, 12" Rod | 121.89 | 48.756 | EA | F2 | 0 | 1 | Stock |  | Copper, Stainless Steel 18-8 (EN 1.4305) | 39121621 | EC000514 | Lightning Protection | Conventional Protection | https://www.erico.com/part.asp?part=LPC621
LPC621A | 78285643051 | LPC621A |  | Through Wall/Roof Assembly, Bonding Lug to Bonding Lug, Aluminum, Copper, Stainless Steel 18-8, 12" Rod | 113.87 | 45.548 | EA | F2 | 0 | 1 | Non-Stock |  | Aluminum, Copper, Stainless Steel 18-8 (EN 1.4305) | 39121621 | EC000514 | Lightning Protection | Conventional Protection | https://www.erico.com/part.asp?part=LPC621A
LPC622 | 78285643052 | LPC622 |  | Through Wall/Roof Assembly, Bonding Lug to Bonding Lug, Copper, Stainless Steel 18-8, 6" Rod | 110.34 | 44.136 | EA | F2 | 0 | 1 | Non-Stock |  | Copper, Stainless Steel 18-8 (EN 1.4305) | 39121621 | EC000514 | Lightning Protection | Conventional Protection | https://www.erico.com/part.asp?part=LPC622
LPC622A | 78285643053 | LPC622A |  | Bimetallic Primary Thru-W\R Cable Conn. 6" | 103.74 | 41.496 | EA | F2 | 0 | 1 | Non-Stock |  |  |  |  | Lightning Protection | Conventional Protection | https://www.erico.com/part.asp?part=LPC622A
LPC62412 | 78285643056 | LPC62412 |  | Through Roof Assembly, Air Terminal to Parallel Conductor, Copper, Stainless Steel 18-8, 1/2 UNC Thread | 90.42 | 36.168 | EA | F2 | 0 | 1 | Non-Stock |  | Copper, Stainless Steel 18-8 (EN 1.4305) | 39121621 | EC000505 | Lightning Protection | Conventional Protection | https://www.erico.com/part.asp?part=LPC62412
LPC62438 | 78285643057 | LPC62438 |  | Through Roof Assembly, Air Terminal to Parallel Conductor, Copper, Stainless Steel 18-8, 3/8 UNC Thread | 85.7 | 34.28 | EA | F2 | 0 | 1 | Non-Stock |  | Copper, Stainless Steel 18-8 (EN 1.4305) | 39121621 | EC000505 | Lightning Protection | Conventional Protection | https://www.erico.com/part.asp?part=LPC62438
LPC62458 | 78285643633 | LPC62458 |  | Through Roof Assembly, Air Terminal to Parallel Conductor, Copper, Stainless Steel 18-8, 5/8 UNC Thread | 89.97 | 35.988 | EA | F2 | 0 | 1 | Non-Stock |  | Copper, Stainless Steel 18-8 (EN 1.4305) | 39121621 | EC000505 | Lightning Protection | Conventional Protection | https://www.erico.com/part.asp?part=LPC62458
LPC624A12 | 78285643058 | LPC624A12 |  | Through Roof Assembly, Air Terminal to Parallel Conductor, Aluminum, Copper, Stainless Steel 18-8, 1/2 UNC Thread | 103.51 | 41.404 | EA | F2 | 0 | 1 | Non-Stock |  | Aluminum, Copper, Stainless Steel 18-8 (EN 1.4305) | 39121621 | EC000505 | Lightning Protection | Conventional Protection | https://www.erico.com/part.asp?part=LPC624A12
LPC624A58 | 78285643059 | LPC624A58 |  | Through Roof Assembly, Air Terminal to Parallel Conductor, Aluminum, Copper, Stainless Steel 18-8, 5/8 UNC Thread | 95.2 | 38.08 | EA | F2 | 0 | 1 | Non-Stock |  | Aluminum, Copper, Stainless Steel 18-8 (EN 1.4305) | 39121621 | EC000505 | Lightning Protection | Conventional Protection | https://www.erico.com/part.asp?part=LPC624A58
LPC62612 | 78285643060 | LPC62612 |  | Through Roof Assembly, Air Terminal to In-Line Conductor, Copper, Stainless Steel 18-8, 1/2 UNC | 113.87 | 45.548 | EA | F2 | 0 | 1 | Non-Stock |  | Copper, Stainless Steel 18-8 (EN 1.4305) | 39121621 | EC000505 | Lightning Protection | Conventional Protection | https://www.erico.com/part.asp?part=LPC62612
LPC62638 | 78285643061 | LPC62638 |  | Through Roof Assembly, Air Terminal to In-Line Conductor, Copper, Stainless Steel 18-8, 3/8 UNC | 112.8 | 45.12 | EA | F2 | 0 | 1 | Non-Stock |  | Copper, Stainless Steel 18-8 (EN 1.4305) | 39121621 | EC000505 | Lightning Protection | Conventional Protection | https://www.erico.com/part.asp?part=LPC62638
LPC62658 | 78285643062 | LPC62658 |  | Through Roof Assembly, Air Terminal to In-Line Conductor, Copper, Stainless Steel 18-8, 5/8 UNC | 96.96 | 38.784 | EA | F2 | 0 | 1 | Non-Stock |  | Copper, Stainless Steel 18-8 (EN 1.4305) | 39121621 | EC000505 | Lightning Protection | Conventional Protection | https://www.erico.com/part.asp?part=LPC62658
LPC626A12 | 78285643063 | LPC626A12 |  | Through Roof Assembly, Air Terminal to In-Line Conductor, Aluminum, Copper, Stainless Steel 18-8, 1/2 UNC | 99.06 | 39.624 | EA | F2 | 0 | 1 | Non-Stock |  | Aluminum, Copper, Stainless Steel 18-8 (EN 1.4305) | 39121621 | EC000505 | Lightning Protection | Conventional Protection | https://www.erico.com/part.asp?part=LPC626A12
LPC626A58 | 78285643064 | LPC626A58 |  | Through Roof Assembly, Air Terminal to In-Line Conductor, Aluminum, Copper, Stainless Steel 18-8, 5/8 UNC | 107.71 | 43.084 | EA | F2 | 0 | 1 | Non-Stock |  | Aluminum, Copper, Stainless Steel 18-8 (EN 1.4305) | 39121621 | EC000505 | Lightning Protection | Conventional Protection | https://www.erico.com/part.asp?part=LPC626A58
LPC62812 | 78285643065 | LPC62812 |  | Through Roof Assembly, Air Terminal, Swivel to Parallel Conductor, Copper, Stainless Steel 18-8, 1/2 UNC | 144.92 | 57.968 | EA | F2 | 0 | 1 | Non-Stock |  | Copper, Stainless Steel 18-8 (EN 1.4305) | 39121621 | EC000505 | Lightning Protection | Conventional Protection | https://www.erico.com/part.asp?part=LPC62812
LPC62838 | 78285643066 | LPC62838 |  | Through Roof Assembly, Air Terminal, Swivel to Parallel Conductor, Copper, Stainless Steel 18-8, 3/8 UNC | 152.93 | 61.172 | EA | F2 | 0 | 1 | Non-Stock |  | Copper, Stainless Steel 18-8 (EN 1.4305) | 39121621 | EC000505 | Lightning Protection | Conventional Protection | https://www.erico.com/part.asp?part=LPC62838
LPC62858 | 78285643067 | LPC62858 |  | Through Roof Assembly, Air Terminal, Swivel to Parallel Conductor, Copper, Stainless Steel 18-8, 5/8 UNC | 124.56 | 49.824 | EA | F2 | 0 | 1 | Non-Stock |  | Copper, Stainless Steel 18-8 (EN 1.4305) | 39121621 | EC000505 | Lightning Protection | Conventional Protection | https://www.erico.com/part.asp?part=LPC62858
LPC628A12 | 78285643068 | LPC628A12 |  | Through Roof Assembly, Air Terminal, Swivel to Parallel Conductor, Aluminum, Copper, Stainless Steel 18-8, 1/2 UNC | 114.24 | 45.696 | EA | F2 | 0 | 1 | Non-Stock |  | Aluminum, Copper, Stainless Steel 18-8 (EN 1.4305) | 39121621 | EC000505 | Lightning Protection | Conventional Protection | https://www.erico.com/part.asp?part=LPC628A12
LPC628A58 | 78285643069 | LPC628A58 |  | Through Roof Assembly, Air Terminal, Swivel to Parallel Conductor, Aluminum, Copper, Stainless Steel 18-8, 5/8 UNC | 114.24 | 45.696 | EA | F2 | 0 | 1 | Non-Stock |  | Aluminum, Copper, Stainless Steel 18-8 (EN 1.4305) | 39121621 | EC000505 | Lightning Protection | Conventional Protection | https://www.erico.com/part.asp?part=LPC628A58
LPC664 | 78285666546 | LPC664 |  | Through Roof PVC Upper Connection, Copper In-Line Conductor, Copper Parallel Conductor | 106 | 42.4 | EA | F2 | 0 | 1 | Non-Stock | Bare | Copper, Polyvinylchloride, Stainless Steel 18-8 (EN 1.4305) | 39121621 | EC000514 | Lightning Protection | Conventional Protection | https://www.erico.com/part.asp?part=LPC664
LPC66418 | 78285664533 | LPC66418 |  | Through Roof PVC Assembly, Parallel Conductor to Parallel Conductor, Copper-Copper Connection, 18" Rod | 251.5 | 100.6 | EA | F2 | 0 | 1 | Stock |  | Copper, Polyvinylchloride, Stainless Steel 18-8 (EN 1.4305) | 39121621 | EC000514 | Lightning Protection | Conventional Protection | https://www.erico.com/part.asp?part=LPC66418
LPC66424 | 78285664666 | LPC66424 |  | Through Roof PVC Assembly, Parallel Conductor to Parallel Conductor, Copper-Copper Connection, 24" Rod | 227.76 | 91.104 | EA | F2 | 0 | 1 | Non-Stock |  | Copper, Polyvinylchloride, Stainless Steel 18-8 (EN 1.4305) | 39121621 | EC000514 | Lightning Protection | Conventional Protection | https://www.erico.com/part.asp?part=LPC66424
LPC664A | 78285656796 | LPC664A |  | Through Roof PVC Upper Connection, Copper In-Line Conductor, Aluminum Parallel Conductor | 98.05 | 39.22 | EA | F2 | 0 | 1 | Stock | Bare | Aluminum, Copper, Polyvinylchloride, Stainless Steel 18-8 (EN 1.4305) | 39121621 | EC000514 | Lightning Protection | Conventional Protection | https://www.erico.com/part.asp?part=LPC664A
LPC664A18 | 78285664550 | LPC664A18 |  | Through Roof PVC Assembly, Parallel Conductor to Parallel Conductor, Aluminum-Copper Connection, 18" Rod | 180.88 | 72.352 | EA | F2 | 0 | 1 | Stock |  | Aluminum, Copper, Polyvinylchloride, Stainless Steel 18-8 (EN 1.4305) | 39121621 | EC000514 | Lightning Protection | Conventional Protection | https://www.erico.com/part.asp?part=LPC664A18
LPC664A24 | 78285664580 | LPC664A24 |  | Through Roof PVC Assembly, Parallel Conductor to Parallel Conductor, Aluminum-Copper Connection, 24" Rod | 217.41 | 86.964 | EA | F2 | 0 | 1 | Non-Stock |  | Aluminum, Copper, Polyvinylchloride, Stainless Steel 18-8 (EN 1.4305) | 39121621 | EC000514 | Lightning Protection | Conventional Protection | https://www.erico.com/part.asp?part=LPC664A24
LPC664BI | 78285656797 | LPC664BI |  | Through Roof PVC Upper Connection, Copper In-Line Conductor, Bi-Metallic Parallel Conductor | 117.07 | 46.828 | EA | F2 | 0 | 1 | Stock | Bare | Aluminum, Copper, Polyvinylchloride, Stainless Steel 18-8 (EN 1.4305) | 39121621 | EC000514 | Lightning Protection | Conventional Protection | https://www.erico.com/part.asp?part=LPC664BI
LPC664L | 78285656798 | LPC664L |  | Through Roof PVC Upper Connection, Tinned Copper In-Line Conductor, Tinned Copper Parallel Conductor | 162.81 | 65.124 | EA | F2 | 0 | 1 | Non-Stock | Tinned | Copper, Polyvinylchloride, Stainless Steel 18-8 (EN 1.4305) | 39121621 | EC000514 | Lightning Protection | Conventional Protection | https://www.erico.com/part.asp?part=LPC664L
LPC66518 | 78285664555 | LPC66518 |  | Through Roof PVC Assembly, Parallel Conductor to In-Line Conductor, Copper In-Line Conductor, Copper Parallel Conductor, 20" Rod | 219.01 | 87.604 | EA | F2 | 0 | 1 | Non-Stock |  | Copper, Polyvinylchloride, Stainless Steel 18-8 (EN 1.4305) | 39121621 | EC000514 | Lightning Protection | Conventional Protection | https://www.erico.com/part.asp?part=LPC66518
LPC66518BI | 78285664629 | LPC66518BI |  | Through Roof PVC Assembly, Parallel Conductor to In-Line Conductor, Copper In-Line Conductor, Bi-Metallic Parallel Conductor, 20" Rod | 231.07 | 92.428 | EA | F2 | 0 | 1 | Stock |  | Aluminum, Copper, Polyvinylchloride, Stainless Steel 18-8 (EN 1.4305) | 39121621 | EC000514 | Lightning Protection | Conventional Protection | https://www.erico.com/part.asp?part=LPC66518BI
LPC66518NC | 78285673620 | LPC66518NC |  | Copper Thru-Roof Cable Connecting Assemblies 18", | 171.39 | 68.556 | EA | F2 | 0 | 1 | Non-Stock |  |  |  |  | Lightning Protection | Conventional Protection | https://www.erico.com/part.asp?part=LPC66518NC
LPC66518NCBI | 78285673622 | LPC66518NCBI |  | Bi-Metallic Thru-Roof Cable Connecting Assemblies | 169.73 | 67.892 | EA | F2 | 0 | 1 | Non-Stock |  |  |  |  | Lightning Protection | Conventional Protection | https://www.erico.com/part.asp?part=LPC66518NCBI
LPC66524 | 78285664566 | LPC66524 |  | Through Roof PVC Assembly, Parallel Conductor to In-Line Conductor, Copper In-Line Conductor, Copper Parallel Conductor, 26" Rod | 262.17 | 104.868 | EA | F2 | 0 | 1 | Non-Stock |  | Copper, Polyvinylchloride, Stainless Steel 18-8 (EN 1.4305) | 39121621 | EC000514 | Lightning Protection | Conventional Protection | https://www.erico.com/part.asp?part=LPC66524
LPC66524BI | 78285664563 | LPC66524BI |  | Through Roof PVC Assembly, Parallel Conductor to In-Line Conductor, Copper In-Line Conductor, Bi-Metallic Parallel Conductor, 26" Rod | 238.77 | 95.508 | EA | F2 | 0 | 1 | Stock |  | Aluminum, Copper, Polyvinylchloride, Stainless Steel 18-8 (EN 1.4305) | 39121621 | EC000514 | Lightning Protection | Conventional Protection | https://www.erico.com/part.asp?part=LPC66524BI
LPC66524NC | 78285673621 | LPC66524NC |  | Copper Thru-Roof Cable Connecting Assemblies 24", | 179.16 | 71.664 | EA | F2 | 0 | 1 | Non-Stock |  |  |  |  | Lightning Protection | Conventional Protection | https://www.erico.com/part.asp?part=LPC66524NC
LPC700 | 78285643145 | LPC700 |  | Solid Copper Ground Rod, Pointed, 1/2" dia, 8' | 225.57 |  | EA | F2 | 0 | 1 | Non-Stock |  | Copper | 39121613 | EC000492 | Ground Rods | Copper-Bonded Ground Rods | https://www.erico.com/part.asp?part=LPC700
LPC704 | 78285643147 | LPC704 |  | Solid Copper Ground Rod, Pointed, 5/8" dia, 8' | 380.2 |  | EA | F2 | 0 | 1 | Non-Stock |  | Copper | 39121613 | EC000492 | Ground Rods | Copper-Bonded Ground Rods | https://www.erico.com/part.asp?part=LPC704
LPC706 | 78285643148 | LPC706 |  | Solid Copper Ground Rod, Pointed, 5/8" dia, 10' | 504.57 |  | EA | F2 | 0 | 1 | Non-Stock |  | Copper | 39121613 | EC000492 | Ground Rods | Copper-Bonded Ground Rods | https://www.erico.com/part.asp?part=LPC706
LPC711 | 78285643151 | LPC711 |  | Solid Copper Ground Rod, Pointed, 3/4" dia, 10' | 666.28 |  | EA | F2 | 0 | 1 | Non-Stock |  | Copper | 39121613 | EC000492 | Ground Rods | Copper-Bonded Ground Rods | https://www.erico.com/part.asp?part=LPC711
LPC66524NCBI | 78285673623 | LPC66524NCBI |  | Bi-Metallic Thru-Roof Cable Connecting Assemblies | 179.16 | 71.664 | EA | F2 | 0 | 1 | Non-Stock |  |  |  |  | Lightning Protection | Conventional Protection | https://www.erico.com/part.asp?part=LPC66524NCBI
LPC669 | 78285643133 | LPC669 |  | Extended Strap Cable/Point Support, Copper, Tinned | 80.76 | 32.304 | EA | F2 | 0 | 1 | Non-Stock | Tinned | Copper | 39121621 | EC000508 | Lightning Protection | Conventional Protection | https://www.erico.com/part.asp?part=LPC669
LPC670 | 78285643629 | LPC670 |  | Strap Cable/Point Support, Copper | 101.98 | 40.792 | EA | F2 | 0 | 1 | Non-Stock |  | Copper | 39121621 | EC000490 | Lightning Protection | Conventional Protection | https://www.erico.com/part.asp?part=LPC670
LPC671 | 78285643134 | LPC671 |  | Strap Cable/Point to Pipe Support, Copper, Tinned, 1.9"�2.4" OD | 110.36 | 44.144 | EA | F2 | 0 | 1 | Non-Stock | Tinned | Copper | 39121621 | EC000508 | Lightning Protection | Conventional Protection | https://www.erico.com/part.asp?part=LPC671
LPC672 | 78285643135 | LPC672 |  | Strap Cable/Point to Pipe Support, Copper, Tinned, 2.375"�2.875" OD | 120.42 | 48.168 | EA | F2 | 0 | 1 | Non-Stock | Tinned | Copper | 39121621 | EC000508 | Lightning Protection | Conventional Protection | https://www.erico.com/part.asp?part=LPC672
LPC673 | 78285643136 | LPC673 |  | Strap Cable/Point to Pipe Support, Copper, Tinned, 3.5"�4" OD | 130.42 | 52.168 | EA | F2 | 0 | 1 | Non-Stock | Tinned | Copper | 39121621 | EC000508 | Lightning Protection | Conventional Protection | https://www.erico.com/part.asp?part=LPC673
LPC674 | 78285643137 | LPC674 |  | Strap Cable/Point to Pipe Support, Copper, Tinned, 4.5"�5" OD | 152.76 | 61.104 | EA | F2 | 0 | 1 | Non-Stock | Tinned | Copper | 39121621 | EC000508 | Lightning Protection | Conventional Protection | https://www.erico.com/part.asp?part=LPC674
LPC675 | 78285643138 | LPC675 |  | Extended Strap Cable/Point to Pipe Support, Copper, Tinned, 1.9"�2.4" OD | 116.43 | 46.572 | EA | F2 | 0 | 1 | Stock | Tinned | Copper | 39121621 | EC000508 | Lightning Protection | Conventional Protection | https://www.erico.com/part.asp?part=LPC675
LPC676 | 78285643139 | LPC676 |  | Extended Strap Cable/Point to Pipe Support, Copper, Tinned, 2.375"�2.875" OD | 135.52 | 54.208 | EA | F2 | 0 | 1 | Non-Stock | Tinned | Copper | 39121621 | EC000508 | Lightning Protection | Conventional Protection | https://www.erico.com/part.asp?part=LPC676
LPC677 | 78285643140 | LPC677 |  | Extended Strap Cable/Point to Pipe Support, Copper, Tinned, 3.5"�4" OD | 141.81 | 56.724 | EA | F2 | 0 | 1 | Non-Stock | Tinned | Copper | 39121621 | EC000508 | Lightning Protection | Conventional Protection | https://www.erico.com/part.asp?part=LPC677
LPC678 | 78285643141 | LPC678 |  | Extended Strap Cable/Point to Pipe Support, Copper, Tinned, 4.5"�5" OD | 147.49 | 58.996 | EA | F2 | 0 | 1 | Non-Stock | Tinned | Copper | 39121621 | EC000508 | Lightning Protection | Conventional Protection | https://www.erico.com/part.asp?part=LPC678
LPC680 | 78285643142 | LPC680 |  | Aircraft Grounding Receptacle for Sectional Ground Rods | 317.51 | 127.004 | EA | F2 | 0 | 1 | Stock |  | Bronze | 39121621 | EC000490 | Lightning Protection | Conventional Protection | https://www.erico.com/part.asp?part=LPC680
LPC681 | 78285643143 | LPC681 |  | Aircraft Grounding Receptacle for Sectional Ground Rods, Spring Clip Included | 418.93 | 167.572 | EA | F2 | 0 | 1 | Stock |  | Bronze | 39121621 | EC000490 | Lightning Protection | Conventional Protection | https://www.erico.com/part.asp?part=LPC681
LPC682 | 78285643144 | LPC682 |  | Ground Point, 1/2 UNC | 395.67 | 237.402 | EA | F2 | 0 | 1 | Non-Stock |  | Brass | 39121621 | EC000490 | Lightning Protection | Conventional Protection | https://www.erico.com/part.asp?part=LPC682
LPC750 | 78285643155 | LPC750 |  | Copper Ground Plate with Cable Attachments, 2 x 12" x 24" | 433.9 | 260.34 | EA | F2 | 0 | 1 | Non-Stock |  | Copper | 39121621 | EC010695 | Lightning Protection | Conventional Protection | https://www.erico.com/part.asp?part=LPC750
LPC751 | 78285643156 | LPC751 |  | Copper Ground Plate with Cable Attachments, 2 x 18" x 18" | 372.42 | 223.452 | EA | F2 | 0 | 1 | Non-Stock |  | Copper | 39121621 | EC010695 | Lightning Protection | Conventional Protection | https://www.erico.com/part.asp?part=LPC751
LPC752 | 78285643157 | LPC752 |  | Copper Ground Plate with Cable Attachments, 2 x 36" x 36" | 752.01 | 451.206 | EA | F2 | 0 | 1 | Non-Stock |  | Copper | 39121621 | EC010695 | Lightning Protection | Conventional Protection | https://www.erico.com/part.asp?part=LPC752
LPC753 | 78285643158 | LPC753 |  | Copper Ground Plate with Cable Attachments, 1 x 12" x 24" | 302.6 | 181.56 | EA | F2 | 0 | 1 | Stock |  | Copper | 39121621 | EC010695 | Lightning Protection | Conventional Protection | https://www.erico.com/part.asp?part=LPC753
LPC754 | 78285643159 | LPC754 |  | Copper Ground Plate with Cable Attachments, 1 x 18" x 18" | 311.69 | 187.014 | EA | F2 | 0 | 1 | Non-Stock |  | Copper | 39121621 | EC010695 | Lightning Protection | Conventional Protection | https://www.erico.com/part.asp?part=LPC754
LPC755 | 78285643160 | LPC755 |  | Copper Ground Plate with Cable Attachments, 1 x 36" x 36" | 716.87 | 430.122 | EA | F2 | 0 | 1 | Non-Stock |  | Copper | 39121621 | EC010695 | Lightning Protection | Conventional Protection | https://www.erico.com/part.asp?part=LPC755
LPC756 | 78285686065 | LPC756 |  | Copper Ground Plate with Cable Attachments, 2 x 24" x 24" | 316.39 | 189.834 | EA | F2 | 0 | 1 | Non-Stock |  | Copper | 39121621 | EC010695 | Lightning Protection | Conventional Protection | https://www.erico.com/part.asp?part=LPC756
LPC790 | 78285661114 | LPC790 |  | Ground Rod Clamp, Class 1-Class 2 (4/0 Max) Conductor Size, UL, 1/2"�3/4" dia | 26.35 | 15.81 | EA | F2 | 0 | 1 | Stock |  | Copper | 39121621 | EC000491 | Lightning Protection | Conventional Protection | https://www.erico.com/part.asp?part=LPC790
LPC795 | 78285643163 | LPC795 |  | U-Bolt Ground Rod Clamp, Class 1-Class 2 (4/0 Max) Conductor Size, UL, 1/2"�3/4" dia | 74.29 | 44.574 | EA | F2 | 0 | 1 | Stock |  | Brass | 39121621 | EC000491 | Lightning Protection | Conventional Protection | https://www.erico.com/part.asp?part=LPC795
LPC801 | 78285643164 | LPC801 |  | Single Hole Cable Strap, Copper, 0.469" OD | 0.96 | 0.384 | EA | F2 | 0 | 1 | Stock |  | Copper | 39121621 | EC000127 | Lightning Protection | Conventional Protection | https://www.erico.com/part.asp?part=LPC801
LPC801L | 78285657164 | LPC801L |  | Single Hole Cable Strap, Copper, Tinned, 0.469" OD | 2.02 | 0.808 | EA | F2 | 0 | 1 | Stock | Tinned | Copper | 39121621 | EC000127 | Lightning Protection | Conventional Protection | https://www.erico.com/part.asp?part=LPC801L
LPC802 | 78285643165 | LPC802 |  | Two Hole Cable Strap, Copper, 0.234" OD, 3/8" | 1.5 | 0.6 | EA | F2 | 0 | 1 | Stock |  | Copper | 39121621 | EC000127 | Lightning Protection | Conventional Protection | https://www.erico.com/part.asp?part=LPC802
LPC803 | 78285643166 | LPC803 |  | Single Hole Cable Strap, Copper, 0.469" OD | 1.08 | 0.432 | EA | F2 | 0 | 1 | Stock |  | Copper | 39121621 | EC000127 | Lightning Protection | Conventional Protection | https://www.erico.com/part.asp?part=LPC803
LPC803L | 78285664600 | LPC803L |  | Single Hole Cable Strap, Copper, Tinned, 0.469" OD | 3.34 | 1.336 | EA | F2 | 0 | 1 | Non-Stock | Tinned | Copper | 39121621 | EC000127 | Lightning Protection | Conventional Protection | https://www.erico.com/part.asp?part=LPC803L
LPC804 | 78285660105 | LPC804 |  | Two Hole Cable Strap, Copper, 0.234" OD, 1/2" | 1.71 | 0.684 | EA | F2 | 0 | 1 | Stock |  | Copper | 39121621 | EC000127 | Lightning Protection | Conventional Protection | https://www.erico.com/part.asp?part=LPC804
LPC805 | 78285643167 | LPC805 |  | Single Hole Cable Strap, Copper, 0.5" OD | 1.28 | 0.512 | EA | F2 | 0 | 1 | Stock |  | Copper | 39121621 | EC000127 | Lightning Protection | Conventional Protection | https://www.erico.com/part.asp?part=LPC805
LPC805L | 78285664441 | LPC805L |  | Single Hole Cable Strap, Copper, Tinned, 0.5" OD | 2.01 | 0.804 | EA | F2 | 0 | 1 | Stock | Tinned | Copper | 39121621 | EC000127 | Lightning Protection | Conventional Protection | https://www.erico.com/part.asp?part=LPC805L
LPC806 | 78285664476 | LPC806 |  | Two Hole Cable Strap, Copper, 0.25" OD, 5/8" | 2.07 | 0.828 | EA | F2 | 0 | 1 | Stock |  | Copper | 39121621 | EC000127 | Lightning Protection | Conventional Protection | https://www.erico.com/part.asp?part=LPC806
LPC807 | 78285643168 | LPC807 |  | Single Hole Cable Strap, Copper, 1.3" OD | 17.63 | 7.052 | EA | F2 | 0 | 1 | Stock |  | Copper | 39121621 | EC000127 | Lightning Protection | Conventional Protection | https://www.erico.com/part.asp?part=LPC807
LPC807L | 78285673848 | LPC807L |  | Single Hole Cable Strap, Copper, Tinned, 1.3" OD | 20.98 | 8.392 | EA | F2 | 0 | 1 | Non-Stock | Tinned | Copper | 39121621 | EC000127 | Lightning Protection | Conventional Protection | https://www.erico.com/part.asp?part=LPC807L
LPC808 | 78285643169 | LPC808 |  | Two Hole Cable Strap, Copper, 1.3" OD, 1 1/4" | 17.17 | 6.868 | EA | F2 | 0 | 1 | Stock |  | Copper | 39121621 | EC000127 | Lightning Protection | Conventional Protection | https://www.erico.com/part.asp?part=LPC808
LPC808L | 78285662002 | LPC808L |  | Two Hole Cable Strap, Copper, Tinned, 1.3" OD, 1 1/4" | 19.81 | 7.924 | EA | F2 | 0 | 1 | Non-Stock | Tinned | Copper | 39121621 | EC000127 | Lightning Protection | Conventional Protection | https://www.erico.com/part.asp?part=LPC808L
LPC809 | 78285643624 | LPC809 |  | Adhesive Cable Fastener, Copper | 31.56 | 12.624 | EA | F2 | 0 | 1 | Stock |  | Copper | 39121621 | EC000508 | Lightning Protection | Conventional Protection | https://www.erico.com/part.asp?part=LPC809
LPC809L | 78285664466 | LPC809L |  | Adhesive Cable Fastener, Copper, Tinned | 36.55 | 14.62 | EA | F2 | 0 | 1 | Non-Stock | Tinned | Copper | 39121621 | EC000508 | Lightning Protection | Conventional Protection | https://www.erico.com/part.asp?part=LPC809L
LPC810 | 78285663366 | LPC810 |  | Stamped Adhesive Cable Fastener, Copper | 3.42 | 1.368 | EA | F2 | 0 | 1 | Stock |  | Copper | 39121621 | EC000508 | Lightning Protection | Conventional Protection | https://www.erico.com/part.asp?part=LPC810
LPC810L | 78285664513 | LPC810L |  | Stamped Adhesive Cable Fastener, Copper, Tinned | 7.32 | 2.928 | EA | F2 | 0 | 1 | Stock | Tinned | Copper | 39121621 | EC000508 | Lightning Protection | Conventional Protection | https://www.erico.com/part.asp?part=LPC810L
LPC814 | 78285664501 | LPC814 |  | Standing Seam Machined Clamp, Copper | 24.11 | 9.644 | EA | F2 | 0 | 1 | Non-Stock |  | Copper | 39121621 | EC000513 | Lightning Protection | Conventional Protection | https://www.erico.com/part.asp?part=LPC814
LPC823 | 78285643176 | LPC823 |  | Tree Spike | 15.98 | 6.392 | EA | F2 | 0 | 1 | Non-Stock |  | Brass | 39121621 | EC000508 | Lightning Protection | Conventional Protection | https://www.erico.com/part.asp?part=LPC823
LPC858 | 78285643189 | LPC858 |  | Cable Clamp, Brass | 28.45 | 11.38 | EA | F2 | 0 | 1 | Stock |  | Brass | 39121621 | EC000513 | Lightning Protection | Conventional Protection | https://www.erico.com/part.asp?part=LPC858
LPC858L | 78285664529 | LPC858L |  | Cable Clamp, Brass, Tinned | 42.19 | 16.876 | EA | F2 | 0 | 1 | Non-Stock | Tinned | Brass | 39121621 | EC000513 | Lightning Protection | Conventional Protection | https://www.erico.com/part.asp?part=LPC858L
LPCC584NC4 | 78285679160 | LPCC584NC4 |  | Air Terminal, Copper-Bonded, Imperial Thread, 0.62" dia, 48" | 125.96 | 50.384 | EA | F2 | 0 | 1 | Non-Stock |  | Copper-Bonded Steel | 39121621 | EC000505 | Lightning Protection | Conventional Protection | https://www.erico.com/part.asp?part=LPCC584NC4
LPG35058 | 78285643226 | LPG35058 |  | Galvanized Air Terminal Support, Penetrating Base, 24" Max Air Terminal Height | 93.1 | 37.24 | EA | F2 | 0 | 1 | Stock | Electrogalvanized | Steel | 39121621 | EC000505 | Lightning Protection | Conventional Protection | https://www.erico.com/part.asp?part=LPG35058
LPG35158 | 78285643228 | LPG35158 |  | Galvanized Air Terminal Support, Penetrating Base, 30" Max Air Terminal Height | 106.03 | 42.412 | EA | F2 | 0 | 1 | Stock | Electrogalvanized | Steel | 39121621 | EC000505 | Lightning Protection | Conventional Protection | https://www.erico.com/part.asp?part=LPG35158
LPG35258 | 78285643230 | LPG35258 |  | Galvanized Air Terminal Support, Penetrating Base, 40" Max Air Terminal Height | 116.96 | 46.784 | EA | F2 | 0 | 1 | Stock | Electrogalvanized | Steel | 39121621 | EC000505 | Lightning Protection | Conventional Protection | https://www.erico.com/part.asp?part=LPG35258
LPG35358 | 78285643631 | LPG35358 |  | Galvanized Air Terminal Support, Penetrating Base, 60" Max Air Terminal Height | 113.89 | 45.556 | EA | F2 | 0 | 1 | Stock | Electrogalvanized | Steel | 39121621 | EC000505 | Lightning Protection | Conventional Protection | https://www.erico.com/part.asp?part=LPG35358
LPG35458 | 78285643233 | LPG35458 |  | Galvanized Air Terminal Support, Penetrating Base, 84" Max Air Terminal Height | 126.56 | 50.624 | EA | F2 | 0 | 1 | Non-Stock | Electrogalvanized | Steel | 39121621 | EC000505 | Lightning Protection | Conventional Protection | https://www.erico.com/part.asp?part=LPG35458
LPG36058 | 78285643235 | LPG36058 |  | Galvanized Air Terminal Support, Non-Penetrating Base, 24" Max Air Terminal Height | 152.87 | 61.148 | EA | F2 | 0 | 1 | Non-Stock | Electrogalvanized | Steel | 39121621 | EC000505 | Lightning Protection | Conventional Protection | https://www.erico.com/part.asp?part=LPG36058
LPG36158 | 78285643237 | LPG36158 |  | Galvanized Air Terminal Support, Non-Penetrating Base, 30" Max Air Terminal Height | 180.87 | 72.348 | EA | F2 | 0 | 1 | Non-Stock | Electrogalvanized | Steel | 39121621 | EC000505 | Lightning Protection | Conventional Protection | https://www.erico.com/part.asp?part=LPG36158
LPG36258 | 78285643239 | LPG36258 |  | Galvanized Air Terminal Support, Non-Penetrating Base, 40" Max Air Terminal Height | 171.9 | 68.76 | EA | F2 | 0 | 1 | Non-Stock | Electrogalvanized | Steel | 39121621 | EC000505 | Lightning Protection | Conventional Protection | https://www.erico.com/part.asp?part=LPG36258
LPG36358 | 78285643241 | LPG36358 |  | Galvanized Air Terminal Support, Non-Penetrating Base, 60" Max Air Terminal Height | 174.57 | 69.828 | EA | F2 | 0 | 1 | Stock | Electrogalvanized | Steel | 39121621 | EC000505 | Lightning Protection | Conventional Protection | https://www.erico.com/part.asp?part=LPG36358
LPG36458 | 78285643243 | LPG36458 |  | Galvanized Air Terminal Support, Non-Penetrating Base, 84" Max Air Terminal Height | 195.55 | 78.22 | EA | F2 | 0 | 1 | Non-Stock | Electrogalvanized | Steel | 39121621 | EC000505 | Lightning Protection | Conventional Protection | https://www.erico.com/part.asp?part=LPG36458
LPLC404CTO | 78285674006 | LPLC404CTO |  | Non-Insulated Stranded Conductor for Lightning Protection, Copper, Lead Covered, Concentric, 0.653" dia, 211.6 kcmil | 110.17 | 44.068 | FT | F2 | 0 | cto ft* | Non-Stock | Lead Covered | Copper | 39121621 | EC001471 | Lightning Protection | Conventional Protection | https://www.erico.com/part.asp?part=LPLC404CTO
LPLC431 | 78285643265 | LPLC431 |  | Industrial Stack Base, Horizontal Cable Run, Lead Covered | 339.75 | 135.9 | EA | F2 | 0 | 1 | Stock | Lead Covered | Copper | 39121621 | EC000508 | Lightning Protection | Conventional Protection | https://www.erico.com/part.asp?part=LPLC431
LPLC433 | 78285643267 | LPLC433 |  | Industrial Stack Base, Horizontal/Vertical Cable Run, Lead Covered | 479.29 | 191.716 | EA | F2 | 0 | 1 | Stock | Lead Covered | Brass | 39121621 | EC000508 | Lightning Protection | Conventional Protection | https://www.erico.com/part.asp?part=LPLC433
LPLC435LG | 78285643271 | LPLC435LG |  | Industrial Stack Base with Stud, Horizontal Cable Run, Lead Covered, 1 1/2" Thread Length | 419.38 | 167.752 | EA | F2 | 0 | 1 | Stock | Lead Covered | Brass | 39121621 | EC000508 | Lightning Protection | Conventional Protection | https://www.erico.com/part.asp?part=LPLC435LG
LPLC435SH | 78285643272 | LPLC435SH |  | Industrial Stack Base with Stud, Horizontal Cable Run, Lead Covered, 7/8" Thread Length | 360.45 | 144.18 | EA | F2 | 0 | 1 | Non-Stock | Lead Covered | Brass | 39121621 | EC000508 | Lightning Protection | Conventional Protection | https://www.erico.com/part.asp?part=LPLC435SH
LPLC436LG | 78285643276 | LPLC436LG |  | Industrial Stack Base with Stud, Horizontal/Vertical Cable Run, Lead Covered, 1 1/2" Thread Length | 459.14 | 183.656 | EA | F2 | 0 | 1 | Stock | Lead Covered | Bronze | 39121621 | EC000508 | Lightning Protection | Conventional Protection | https://www.erico.com/part.asp?part=LPLC436LG
LPLC436SH | 78285643275 | LPLC436SH |  | Industrial Stack Base with Stud, Horizontal/Vertical Cable Run, Lead Covered, 7/8" Thread Length | 499.24 | 199.696 | EA | F2 | 0 | 1 | Non-Stock | Lead Covered | Bronze | 39121621 | EC000508 | Lightning Protection | Conventional Protection | https://www.erico.com/part.asp?part=LPLC436SH
LPLC437LG | 78285643279 | LPLC437LG |  | Industrial Stack Base with Stud, Cross Horizontal Cable Run, Lead Covered, 1 1/2" Thread Length | 415.36 | 166.144 | EA | F2 | 0 | 1 | Non-Stock | Lead Covered | Copper | 39121621 | EC000508 | Lightning Protection | Conventional Protection | https://www.erico.com/part.asp?part=LPLC437LG
LPLC437SH | 78285643280 | LPLC437SH |  | Industrial Stack Base with Stud, Cross Horizontal Cable Run, Lead Covered, 7/8" Thread Length | 381.98 | 152.792 | EA | F2 | 0 | 1 | Non-Stock | Lead Covered | Copper | 39121621 | EC000508 | Lightning Protection | Conventional Protection | https://www.erico.com/part.asp?part=LPLC437SH
LPLC441 | 78285643283 | LPLC441 |  | Industrial Stack Parallel Cable Connector, Lead Covered | 229.23 | 91.692 | EA | F2 | 0 | 1 | Stock | Lead Covered | Brass | 39121621 | EC000508 | Lightning Protection | Conventional Protection | https://www.erico.com/part.asp?part=LPLC441
LPLC443 | 78285643285 | LPLC443 |  | Industrial Stack In-Line Connector, Lead Covered | 177.87 | 71.148 | EA | F2 | 0 | 1 | Stock | Lead Covered | Brass | 39121621 | EC000513 | Lightning Protection | Conventional Protection | https://www.erico.com/part.asp?part=LPLC443
LPLC445 | 78285643287 | LPLC445 |  | Splice Cable Tee Leaded | 151.4 | 60.56 | EA | F2 | 0 | 1 | Non-Stock |  |  |  |  | Lightning Protection | Conventional Protection | https://www.erico.com/part.asp?part=LPLC445
LPLC446 | 78285643289 | LPLC446 |  | Industrial Stack T-Connector, Lead Covered | 339.75 | 135.9 | EA | F2 | 0 | 1 | Stock | Lead Covered | Brass | 39121621 | EC000513 | Lightning Protection | Conventional Protection | https://www.erico.com/part.asp?part=LPLC446
LPLC448 | 78285643291 | LPLC448 |  | Industrial Stack Cross-Run Connector, Lead Covered | 316.48 | 126.592 | EA | F2 | 0 | 1 | Non-Stock | Lead Covered | Brass | 39121621 | EC000508 | Lightning Protection | Conventional Protection | https://www.erico.com/part.asp?part=LPLC448
LPLC451 | 78285643293 | LPLC451 |  | Industrial Stack Bonding Lug, Brass, Lead Covered | 151.34 | 60.536 | EA | F2 | 0 | 1 | Stock | Lead Covered | Brass | 39121621 | EC001050 | Lightning Protection | Conventional Protection | https://www.erico.com/part.asp?part=LPLC451
LPLC46258 | 78285643307 | LPLC46258 |  | JUMPER,LEAD,COVERED,EYE TO 5/8IN POINT | 560.96 | 224.384 | EA | F2 | 0 | 1 | Non-Stock |  |  |  |  | Lightning Protection | Conventional Protection | https://www.erico.com/part.asp?part=LPLC46258
LPLC464 | 78285643309 | LPLC464 |  | Industrial Stack Bonding Assembly, Lug to Lug, Lead Covered, LPC401 | 494.47 | 197.788 | EA | F2 | 0 | 1 | Non-Stock | Lead Covered | Copper | 39121621 | EC000508 | Lightning Protection | Conventional Protection | https://www.erico.com/part.asp?part=LPLC464
LPLC465 | 78285643315 | LPLC465 |  | Industrial Stack Bonding Assembly, Lug to Connector, Lead Covered | 646.7 | 258.68 | EA | F2 | 0 | 1 | Non-Stock | Lead Covered | Copper | 39121621 | EC000508 | Lightning Protection | Conventional Protection | https://www.erico.com/part.asp?part=LPLC465
LPLC468 | 78285643321 | LPLC468 |  | Rebar Bonding Plate Cable Bond | 329.43 | 131.772 | EA | F2 | 0 | 1 | Non-Stock |  | Brass | 39121621 | EC000508 | Lightning Protection | Conventional Protection | https://www.erico.com/part.asp?part=LPLC468
LPLC48034LG | 78285643323 | LPLC48034LG |  | Industrial Stack Cable/Terminal Holder, Lead Covered, 3/4" dia, 1 1/2" Thread Length | 124.34 | 49.736 | EA | F2 | 0 | 1 | Non-Stock | Lead Covered | Brass | 39121621 | EC000508 | Lightning Protection | Conventional Protection | https://www.erico.com/part.asp?part=LPLC48034LG
LPLC48034SH | 78285643324 | LPLC48034SH |  | Industrial Stack Cable/Terminal Holder, Lead Covered, 3/4" dia, 7/8" Thread Length | 116.2 | 46.48 | EA | F2 | 0 | 1 | Non-Stock | Lead Covered | Brass | 39121621 | EC000508 | Lightning Protection | Conventional Protection | https://www.erico.com/part.asp?part=LPLC48034SH
LPLC48058LG | 78285643325 | LPLC48058LG |  | Industrial Stack Cable/Terminal Holder, Lead Covered, 5/8" dia, 1 1/2" Thread Length | 124.34 | 49.736 | EA | F2 | 0 | 1 | Stock | Lead Covered | Brass | 39121621 | EC000508 | Lightning Protection | Conventional Protection | https://www.erico.com/part.asp?part=LPLC48058LG
LPLC48058SH | 78285643326 | LPLC48058SH |  | Industrial Stack Cable/Terminal Holder, Lead Covered, 5/8" dia, 7/8" Thread Length | 135.2 | 54.08 | EA | F2 | 0 | 1 | Stock | Lead Covered | Brass | 39121621 | EC000508 | Lightning Protection | Conventional Protection | https://www.erico.com/part.asp?part=LPLC48058SH
LPLC481LG | 78285643331 | LPLC481LG |  | Industrial Stack Pinch-Close Cable Fastener, Lead Covered, 1 1/2" Screw | 56 | 22.4 | EA | F2 | 0 | 1 | Stock | Lead Covered | Brass | 39121621 | EC000508 | Lightning Protection | Conventional Protection | https://www.erico.com/part.asp?part=LPLC481LG
LPLC481SH | 78285643332 | LPLC481SH |  | Industrial Stack Pinch-Close Cable Fastener, Lead Covered, 7/8" Screw | 64.27 | 25.708 | EA | F2 | 0 | 1 | Stock | Lead Covered | Brass | 39121621 | EC000508 | Lightning Protection | Conventional Protection | https://www.erico.com/part.asp?part=LPLC481SH
LPLC482LG | 78285643335 | LPLC482LG |  | Industrial Stack 2-Bolt Cable Fastener, Lead Covered, 1 1/2" Screw | 124.34 | 49.736 | EA | F2 | 0 | 1 | Non-Stock | Lead Covered | Brass | 39121621 | EC000508 | Lightning Protection | Conventional Protection | https://www.erico.com/part.asp?part=LPLC482LG
LPLC482SH | 78285643336 | LPLC482SH |  | Industrial Stack 2-Bolt Cable Fastener, Lead Covered, 7/8" Screw | 135.2 | 54.08 | EA | F2 | 0 | 1 | Non-Stock | Lead Covered | Brass | 39121621 | EC000508 | Lightning Protection | Conventional Protection | https://www.erico.com/part.asp?part=LPLC482SH
LPLC49234 | 78285643337 | LPLC49234 |  | Industrial Stack Lay-in Terminal Holder, 0.719" dia, 1.81 lb | 118.21 | 47.284 | EA | F2 | 0 | 1 | Non-Stock |  | Brass | 39121621 | EC000508 | Lightning Protection | Conventional Protection | https://www.erico.com/part.asp?part=LPLC49234
LPLC49258 | 78285643338 | LPLC49258 |  | Industrial Stack Lay-in Terminal Holder, 0.594" dia, 1.81 lb | 125.93 | 50.372 | EA | F2 | 0 | 1 | Non-Stock |  | Brass | 39121621 | EC000508 | Lightning Protection | Conventional Protection | https://www.erico.com/part.asp?part=LPLC49258
LPP667 | 78285643369 | LPP667 |  | Welding Plate, Steel | 113.25 | 45.3 | EA | F2 | 0 | 1 | Non-Stock |  | Steel | 39121621 | EC000490 | Lightning Protection | Conventional Protection | https://www.erico.com/part.asp?part=LPP667
LPP691 | 78285643371 | LPP691 |  | Prefabricated Bonding Assembly, LPC122 | 114.05 | 45.62 | EA | F2 | 0 | 1 | Non-Stock |  | Copper, Steel | 39121621 | EC000490 | Lightning Protection | Conventional Protection | https://www.erico.com/part.asp?part=LPP691
LPP692 | 78285643372 | LPP692 |  | Prefabricated Bonding Assembly, LPC126R | 149.62 | 59.848 | EA | F2 | 0 | 1 | Non-Stock |  | Copper, Steel | 39121621 | EC000490 | Lightning Protection | Conventional Protection | https://www.erico.com/part.asp?part=LPP692
LPP693 | 78285643373 | LPP693 |  | Prefabricated Bonding Assembly, LPC137 | 184.64 | 73.856 | EA | F2 | 0 | 1 | Stock |  | Copper, Steel | 39121621 | EC000490 | Lightning Protection | Conventional Protection | https://www.erico.com/part.asp?part=LPP693
LPP743 | 78285643376 | LPP743 |  | Protective Cover, PVC, 1" OD, 10' | 34.1 | 13.64 | EA | F2 | 0 | 1 | Stock |  | Polyvinylchloride | 39121621 | EC000490 | Lightning Protection | Conventional Protection | https://www.erico.com/part.asp?part=LPP743
LPP745 | 78285643378 | LPP745 |  | Conductor Protector, Galvanized Steel, 3/4" dia, 8' | 196.59 | 78.636 | EA | F2 | 0 | 1 | Non-Stock | Hot-Dip Galvanized | Steel | 39121621 | EC000490 | Lightning Protection | Conventional Protection | https://www.erico.com/part.asp?part=LPP745
LPP74718 | 78285657463 | LPP74718 |  | Protective Cover, PVC, Flanged, 0.9" dia, 8' | 55.94 | 22.376 | EA | F2 | 0 | 1 | Stock |  | Polyethylene | 39121621 | EC000490 | Lightning Protection | Conventional Protection | https://www.erico.com/part.asp?part=LPP74718
LPP74728 | 78285657464 | LPP74728 |  | Protective Cover, PVC, Flanged, 2.5" dia, 8' | 69.61 | 27.844 | EA | F1 | 0 | 1 | Non-Stock |  | Polyethylene | 39121621 | EC000490 | Lightning Protection | Conventional Protection | https://www.erico.com/part.asp?part=LPP74728
LPP899BK | 78285658057 | LPP899BK |  | Adhesive, Black | 31.74 | 12.696 | EA | F2 | 0 | 1 | Stock |  |  | 39121621 | EC000529 | Lightning Protection | Conventional Protection | https://www.erico.com/part.asp?part=LPP899BK
LPP899GY | 78285658056 | LPP899GY |  | Adhesive, Gray | 31.43 | 12.572 | EA | F2 | 0 | 1 | Stock |  |  | 39121621 | EC000529 | Lightning Protection | Conventional Protection | https://www.erico.com/part.asp?part=LPP899GY
LPP899WH | 78285658055 | LPP899WH |  | Adhesive, White | 30.5 | 12.2 | EA | F2 | 0 | 1 | Stock |  |  | 39121621 | EC000529 | Lightning Protection | Conventional Protection | https://www.erico.com/part.asp?part=LPP899WH
LPP899WH28 | 78285669102 | LPP899WH28 |  | Adhesive, White | 77.76 | 31.104 | EA | F2 | 0 | 1 | Stock |  |  | 39121621 | EC000529 | Lightning Protection | Conventional Protection | https://www.erico.com/part.asp?part=LPP899WH28
LPS242 | 78285643451 | LPS242 |  | POINT,SS,5/8IN X 12IN | 76.92 | 30.768 | EA | F2 | 0 | 1 | Non-Stock |  |  |  |  | Lightning Protection | Conventional Protection | https://www.erico.com/part.asp?part=LPS242
LPS273CTO | 78285674052 | LPS273CTO |  | Extension Rod, Imperial Thread, S304, 5/8 UNC | 47.96 | 19.184 | FT | F2 | 0 | cto ft | Non-Stock |  | Stainless Steel 304 (EN 1.4301) | 39121621 | EC000505 | Lightning Protection | Conventional Protection | https://www.erico.com/part.asp?part=LPS273CTO
LPS2832F2F | 78285643467 | LPS2832F2F |  | Female-Female Swivel Adaptor, Imperial Thread, S304, 1/2 UNC, 1/2 UNC | 72.35 | 28.94 | EA | F2 | 0 | 1 | Non-Stock |  | Stainless Steel 304 (EN 1.4301) | 39121621 | EC010410 | Lightning Protection | Conventional Protection | https://www.erico.com/part.asp?part=LPS2832F2F
LPS2832F2M | 78285643468 | LPS2832F2M |  | Female-Male Swivel Adaptor, Imperial Thread, S304, 1/2 UNC, 1/2 UNC | 73.06 | 29.224 | EA | F2 | 0 | 1 | Non-Stock |  | Stainless Steel 304 (EN 1.4301) | 39121621 | EC010410 | Lightning Protection | Conventional Protection | https://www.erico.com/part.asp?part=LPS2832F2M
LPS2845F2M | 78285643471 | LPS2845F2M |  | Female-Male Swivel Adaptor, Imperial Thread, S304, 5/8 UNC, 1/2 UNC | 73.06 | 29.224 | EA | F2 | 0 | 1 | Non-Stock |  | Stainless Steel 304 (EN 1.4301) | 39121621 | EC010410 | Lightning Protection | Conventional Protection | https://www.erico.com/part.asp?part=LPS2845F2M
LPS2855F5F | 78285643472 | LPS2855F5F |  | Female-Female Swivel Adaptor, Imperial Thread, S304, 5/8 UNC, 5/8 UNC | 72.35 | 28.94 | EA | F2 | 0 | 1 | Non-Stock |  | Stainless Steel 304 (EN 1.4301) | 39121621 | EC010410 | Lightning Protection | Conventional Protection | https://www.erico.com/part.asp?part=LPS2855F5F
LPS2855F5M | 78285643473 | LPS2855F5M |  | Female-Male Swivel Adaptor, Imperial Thread, S304, 5/8 UNC, 5/8 UNC | 73.06 | 29.224 | EA | F2 | 0 | 1 | Non-Stock |  | Stainless Steel 304 (EN 1.4301) | 39121621 | EC010410 | Lightning Protection | Conventional Protection | https://www.erico.com/part.asp?part=LPS2855F5M
LPS2932F2F | 78285643474 | LPS2932F2F |  | Female-Female Adaptor, Imperial Thread, S304, 1/2 UNC, 1/2 UNC | 36.93 | 14.772 | EA | F2 | 0 | 1 | Non-Stock |  | Stainless Steel 304 (EN 1.4301) | 39121621 | EC002360 | Lightning Protection | Conventional Protection | https://www.erico.com/part.asp?part=LPS2932F2F
LPS2932F2M | 78285643475 | LPS2932F2M |  | Female-Male Adaptor, Imperial Thread, S304, 1/2 UNC, 1/2 UNC | 33.96 | 13.584 | EA | F2 | 0 | 1 | Non-Stock |  | Stainless Steel 304 (EN 1.4301) | 39121621 | EC002360 | Lightning Protection | Conventional Protection | https://www.erico.com/part.asp?part=LPS2932F2M
LPS2932M2M | 78285643476 | LPS2932M2M |  | Male-Male Adaptor, Imperial Thread, S304, 1/2 UNC, 1/2 UNC | 33.62 | 13.448 | EA | F2 | 0 | 1 | Non-Stock |  | Stainless Steel 304 (EN 1.4301) | 39121621 | EC002360 | Lightning Protection | Conventional Protection | https://www.erico.com/part.asp?part=LPS2932M2M
LPS2955F5F | 78285643481 | LPS2955F5F |  | Female-Female Adaptor, Imperial Thread, S304, 5/8 UNC, 5/8 UNC | 33.62 | 13.448 | EA | F2 | 0 | 1 | Non-Stock |  | Stainless Steel 304 (EN 1.4301) | 39121621 | EC002360 | Lightning Protection | Conventional Protection | https://www.erico.com/part.asp?part=LPS2955F5F
LPS2955F5M | 78285643482 | LPS2955F5M |  | Female-Male Adaptor, Imperial Thread, S304, 5/8 UNC, 5/8 UNC | 33.62 | 13.448 | EA | F2 | 0 | 1 | Non-Stock |  | Stainless Steel 304 (EN 1.4301) | 39121621 | EC002360 | Lightning Protection | Conventional Protection | https://www.erico.com/part.asp?part=LPS2955F5M
LPS2955M5M | 78285643483 | LPS2955M5M |  | Male-Male Adaptor, Imperial Thread, S304, 5/8 UNC, 5/8 UNC | 33.62 | 13.448 | EA | F2 | 0 | 1 | Non-Stock |  | Stainless Steel 304 (EN 1.4301) | 39121621 | EC002360 | Lightning Protection | Conventional Protection | https://www.erico.com/part.asp?part=LPS2955M5M
LPS411 | 78285643484 | LPS411 |  | Air Terminal, Imperial Thread, S304, 5/8" dia, Sharp, 18" x 5/8 UNC | 106.8 | 42.72 | EA | F2 | 0 | 1 | Non-Stock |  | Stainless Steel 304 (EN 1.4301) | 39121621 | EC000505 | Lightning Protection | Conventional Protection | https://www.erico.com/part.asp?part=LPS411
LPS412 | 78285643486 | LPS412 |  | Air Terminal, Imperial Thread, S304, 5/8" dia, Sharp, 24" x 5/8 UNC | 133.03 | 53.212 | EA | F2 | 0 | 1 | Non-Stock |  | Stainless Steel 304 (EN 1.4301) | 39121621 | EC000505 | Lightning Protection | Conventional Protection | https://www.erico.com/part.asp?part=LPS412
LPS413 | 78285643488 | LPS413 |  | Air Terminal, Imperial Thread, S304, 5/8" dia, Sharp, 36" x 5/8 UNC | 172.94 | 69.176 | EA | F2 | 0 | 1 | Non-Stock |  | Stainless Steel 304 (EN 1.4301) | 39121621 | EC000505 | Lightning Protection | Conventional Protection | https://www.erico.com/part.asp?part=LPS413
LPS414 | 78285643490 | LPS414 |  | Air Terminal, Imperial Thread, S304, 5/8" dia, Sharp, 48" x 5/8 UNC | 198.67 | 79.468 | EA | F2 | 0 | 1 | Stock |  | Stainless Steel 304 (EN 1.4301) | 39121621 | EC000505 | Lightning Protection | Conventional Protection | https://www.erico.com/part.asp?part=LPS414
LPS415 | 78285643492 | LPS415 |  | Air Terminal, Imperial Thread, S304, 5/8" dia, Sharp, 60" x 5/8 UNC | 216.94 | 86.776 | EA | F2 | 0 | 1 | Non-Stock |  | Stainless Steel 304 (EN 1.4301) | 39121621 | EC000505 | Lightning Protection | Conventional Protection | https://www.erico.com/part.asp?part=LPS415
LPS416 | 78285643494 | LPS416 |  | Air Terminal, Imperial Thread, S304, 5/8" dia, Sharp, 72" x 5/8 UNC | 260.34 | 104.136 | EA | F2 | 0 | 1 | Non-Stock |  | Stainless Steel 304 (EN 1.4301) | 39121621 | EC000505 | Lightning Protection | Conventional Protection | https://www.erico.com/part.asp?part=LPS416
LPS417 | 78285643496 | LPS417 |  | Air Terminal, Imperial Thread, S304, 5/8" dia, Sharp, 84" x 5/8 UNC | 347.63 | 139.052 | EA | F2 | 0 | 1 | Stock |  | Stainless Steel 304 (EN 1.4301) | 39121621 | EC000505 | Lightning Protection | Conventional Protection | https://www.erico.com/part.asp?part=LPS417
LPS418 | 78285643498 | LPS418 |  | Air Terminal, Imperial Thread, S304, 5/8" dia, Sharp, 96" x 5/8 UNC | 372.5 | 149 | EA | F2 | 0 | 1 | Non-Stock |  | Stainless Steel 304 (EN 1.4301) | 39121621 | EC000505 | Lightning Protection | Conventional Protection | https://www.erico.com/part.asp?part=LPS418
LPS421 | 78285643500 | LPS421 |  | Air Terminal, Imperial Thread, S304, 3/4" dia, Sharp, 18" x 5/8 UNC | 110.84 | 44.336 | EA | F2 | 0 | 1 | Non-Stock |  | Stainless Steel 304 (EN 1.4301) | 39121621 | EC000505 | Lightning Protection | Conventional Protection | https://www.erico.com/part.asp?part=LPS421
LPS422 | 78285643502 | LPS422 |  | Air Terminal, Imperial Thread, S304, 3/4" dia, Sharp, 24" x 5/8 UNC | 119.53 | 47.812 | EA | F2 | 0 | 1 | Non-Stock |  | Stainless Steel 304 (EN 1.4301) | 39121621 | EC000505 | Lightning Protection | Conventional Protection | https://www.erico.com/part.asp?part=LPS422
LPS423 | 78285643504 | LPS423 |  | Air Terminal, Imperial Thread, S304, 3/4" dia, Sharp, 36" x 5/8 UNC | 174.13 | 69.652 | EA | F2 | 0 | 1 | Non-Stock |  | Stainless Steel 304 (EN 1.4301) | 39121621 | EC000505 | Lightning Protection | Conventional Protection | https://www.erico.com/part.asp?part=LPS423
LPS424 | 78285643506 | LPS424 |  | Air Terminal, Imperial Thread, S304, 3/4" dia, Sharp, 48" x 5/8 UNC | 221.63 | 88.652 | EA | F2 | 0 | 1 | Non-Stock |  | Stainless Steel 304 (EN 1.4301) | 39121621 | EC000505 | Lightning Protection | Conventional Protection | https://www.erico.com/part.asp?part=LPS424
M FRAME ONLY |  | M FRAME ONLY | PRICE KEY | ERICO CADWELD Frame | 290.11 |  | EA | BK | 0 | 1 | Non-Stock |  |  |  |  | CADWELD | Molds | https://www.erico.com/part.asp?part=M FRAME ONLY
M MOLD ONLY |  | M MOLD ONLY | PRICE KEY | ERICO CADWELD Mold | 506.62 |  | EA | BK | 0 | 1 | Non-Stock |  |  |  |  | CADWELD | Molds | https://www.erico.com/part.asp?part=M MOLD ONLY
M MOLD W/FRAME |  | M MOLD W/FRAME | PRICE KEY | ERICO CADWELD Mold / Frame | 745.08 |  | EA | BK | 0 | 1 | Non-Stock |  |  |  |  | CADWELD | Molds | https://www.erico.com/part.asp?part=M MOLD W/FRAME
M2322X | 78285666719 | M2322X |  | FRAME,ASSY,3 X 5 IN 3 PC MOLDS | 194.42 |  | EA | BQ | 0 | 1 | Non-Stock |  |  |  |  | CADWELD | Molds | https://www.erico.com/part.asp?part=M2322X
MAT | 78285677494 | MAT |  | Ground Mat | CONTACT FACTORY |  | EA | B1 | 0 | 1 | Non-Stock |  | Copper, Copper-Bonded Steel | 39121613 | EC002857 | Ground Matl & Access | Fabricated Grounding Prod | https://www.erico.com/part.asp?part=MAT
LPS425 | 78285643508 | LPS425 |  | Air Terminal, Imperial Thread, S304, 3/4" dia, Sharp, 60" x 5/8 UNC | 275.45 | 110.18 | EA | F2 | 0 | 1 | Non-Stock |  | Stainless Steel 304 (EN 1.4301) | 39121621 | EC000505 | Lightning Protection | Conventional Protection | https://www.erico.com/part.asp?part=LPS425
MBJ-Series Bonding Straps |  | MBJ-Series Bonding Straps |  | Tinned Copper Braided Grounding & Bonding Straps | CONTACT FACTORY |  | EA | BK | 0 | 10 | Non-Stock |  |  |  |  | CADWELD | Molds | https://www.erico.com/part.asp?part=MBJ-Series Bonding Straps
LPS426 | 78285643510 | LPS426 |  | Air Terminal, Imperial Thread, S304, 3/4" dia, Sharp, 72" x 5/8 UNC | 300.78 | 120.312 | EA | F2 | 0 | 1 | Non-Stock |  | Stainless Steel 304 (EN 1.4301) | 39121621 | EC000505 | Lightning Protection | Conventional Protection | https://www.erico.com/part.asp?part=LPS426
LPS427 | 78285643512 | LPS427 |  | Air Terminal, Imperial Thread, S304, 3/4" dia, Sharp, 84" x 5/8 UNC | 348.31 | 139.324 | EA | F2 | 0 | 1 | Non-Stock |  | Stainless Steel 304 (EN 1.4301) | 39121621 | EC000505 | Lightning Protection | Conventional Protection | https://www.erico.com/part.asp?part=LPS427
LPS428 | 78285643514 | LPS428 |  | Air Terminal, Imperial Thread, S304, 3/4" dia, Sharp, 96" x 5/8 UNC | 389.02 | 155.608 | EA | F2 | 0 | 1 | Non-Stock |  | Stainless Steel 304 (EN 1.4301) | 39121621 | EC000505 | Lightning Protection | Conventional Protection | https://www.erico.com/part.asp?part=LPS428
LPS451 | 78285643517 | LPS451 |  | Industrial Stack Bonding Lug, Stainless Steel 316L | 186.75 | 74.7 | EA | F2 | 0 | 1 | Stock |  | Stainless Steel 316L (EN 1.4404) | 39121621 | EC001050 | Lightning Protection | Conventional Protection | https://www.erico.com/part.asp?part=LPS451
MBNC240 | 78285667590 | MBNC240 |  | Mesh Bonding Network Connector, MBNC240 | 29.07 |  | EA | A2 | 0 | 25 | Stock |  | Copper, Stainless Steel 304 (EN 1.4301) | 46182103 | EC001935 | Ground Matl & Access | Connectors | https://www.erico.com/part.asp?part=MBNC240
MBNC82 | 78285667589 | MBNC82 |  | Mesh Bonding Network Connector, MBNC82 | 11.73 |  | EA | A2 | 0 | 25 | Stock |  | Bronze, Stainless Steel 304 (EN 1.4301) | 46182103 | EC001935 | Ground Matl & Access | Connectors | https://www.erico.com/part.asp?part=MBNC82
MBNUPCJ240 | 78285667672 | MBNUPCJ240 |  | Universal Pedestal Clamp with Cable Management, MBNUPCJ240 | 92.55 |  | EA | A2 | 0 | 25 | Stock | CADDY ARMOUR, Electrogalvanized | Copper, Steel, Stainless Steel 304 (EN 1.4301) | 46182103 | EC001935 | Ground Matl & Access | Connectors | https://www.erico.com/part.asp?part=MBNUPCJ240
MBNUPCJ82 | 78285667671 | MBNUPCJ82 |  | Universal Pedestal Clamp with Cable Management, MBNUPCJ82 | 53.41 |  | EA | A2 | 0 | 25 | Stock | CADDY ARMOUR, Electrogalvanized | Bronze, Steel, Stainless Steel 304 (EN 1.4301) | 46182103 | EC001935 | Ground Matl & Access | Connectors | https://www.erico.com/part.asp?part=MBNUPCJ82
MESH | 78285677760 | MESH |  | Ground Mesh | CONTACT FACTORY |  | EA | B1 | 0 | 1 | Non-Stock |  | Copper, Copper-Bonded Steel | 39121613 | EC002857 | Ground Matl & Access | Fabricated Grounding Prod | https://www.erico.com/part.asp?part=MESH
MGATESTER1 | 78285691000 | MGATESTER1 |  | MOV/GDT/DAD Tester | 4702.66 |  | EA | E2 | 0 | 1 | Stock |  |  | 41111917 | EC000494 | Surge Protection | Surge Accessories | https://www.erico.com/part.asp?part=MGATESTER1
MTKS3371 | 78285660113 | MTKS3371 |  | EQUIPOTENTIAL MAT,6INX6IN CTRS,4FTX6FT,#6 SOL,W/ 1/0 SOL CTR WIRE,6IN OVERHANG | 733.65 |  | EA | B1 | 0 | 1 | Non-Stock |  |  |  |  | Ground Matl & Access | Fabricated Grounding Prod | https://www.erico.com/part.asp?part=MTKS3371
MTKS540 | 78285677784 | MTKS540 |  | EQUIPOTENTIAL MAT,6INX6IN CTRS,4FTX6FT,#6-30%,W/ 5/16 SOL CTR WIRE,6IN OVERHANG | 555.44 |  | EA | B1 | 0 | 1 | Non-Stock |  |  |  |  | Ground Matl & Access | Fabricated Grounding Prod | https://www.erico.com/part.asp?part=MTKS540
N MOLD ONLY |  | N MOLD ONLY | PRICE KEY | ERICO CADWELD Mold | 221.35 |  | EA | BK | 0 | 1 | Non-Stock |  |  |  |  | CADWELD | Molds | https://www.erico.com/part.asp?part=N MOLD ONLY
N MOLD W/FRAME |  | N MOLD W/FRAME | PRICE KEY | ERICO CADWELD Mold / Frame | 299.26 |  | EA | BK | 0 | 1 | Non-Stock |  |  |  |  | CADWELD | Molds | https://www.erico.com/part.asp?part=N MOLD W/FRAME
NT1141G | 78285600066 | NT1141G |  | ERICO CADWELD ONE SHOT, Cable to Ground Rod, Traditional, NT, 1/2" dia, #8, #6 Connection, Solid | 27.93 |  | EA | BA | 0 | 6 | Non-Stock |  |  | 39121457 | EC000490 | CADWELD | One Shots | https://www.erico.com/part.asp?part=NT1141G
NT1141GPLUS | 78285656634 | NT1141GPLUS |  | ERICO CADWELD ONE SHOT, Cable to Ground Rod, ERICO CADWELD PLUS, NT, 1/2" dia, #8, #6 Connection, Solid | 30.57 |  | EA | BA | 0 | 6 | Non-Stock |  |  | 39121457 | EC000490 | CADWELD | One Shots | https://www.erico.com/part.asp?part=NT1141GPLUS
NT1141LPLUS | 78285656635 | NT1141LPLUS |  | ERICO CADWELD ONE SHOT, Cable to Ground Rod, ERICO CADWELD PLUS, NT, 1/2" dia, #4, #3 Connection, Solid | 29.13 |  | EA | BA | 0 | 6 | Non-Stock |  |  | 39121457 | EC000490 | CADWELD | One Shots | https://www.erico.com/part.asp?part=NT1141LPLUS
NT1141VPLUS | 78285656638 | NT1141VPLUS |  | ERICO CADWELD ONE SHOT, Cable to Ground Rod, ERICO CADWELD PLUS, NT, 1/2" dia, #2, #1 Connection, Solid | 29.4 |  | EA | BA | 0 | 6 | Non-Stock |  |  | 39121457 | EC000490 | CADWELD | One Shots | https://www.erico.com/part.asp?part=NT1141VPLUS
NT1161G | 78285600067 | NT1161G |  | ERICO CADWELD ONE SHOT, Cable to Ground Rod, Traditional, NT, 5/8" dia, #8, #6 Connection, Solid | 27.93 |  | EA | BA | 0 | 6 | Stock |  |  | 39121457 | EC000490 | CADWELD | One Shots | https://www.erico.com/part.asp?part=NT1161G
NT1161GPLUS | 78285656636 | NT1161GPLUS |  | ERICO CADWELD ONE SHOT, Cable to Ground Rod, ERICO CADWELD PLUS, NT, 5/8" dia, #8, #6 Connection, Solid | 29.13 |  | EA | BA | 0 | 6 | Stock |  |  | 39121457 | EC000490 | CADWELD | One Shots | https://www.erico.com/part.asp?part=NT1161GPLUS
NT1161L | 78285600069 | NT1161L |  | ERICO CADWELD ONE SHOT, Cable to Ground Rod, Traditional, NT, 5/8" dia, #4, #3 Connection, Solid | 27.93 |  | EA | BA | 0 | 6 | Stock |  |  | 39121457 | EC000490 | CADWELD | One Shots | https://www.erico.com/part.asp?part=NT1161L
NT1161LPLUS | 78285656637 | NT1161LPLUS |  | ERICO CADWELD ONE SHOT, Cable to Ground Rod, ERICO CADWELD PLUS, NT, 5/8" dia, #4, #3 Connection, Solid | 29.13 |  | EA | BA | 0 | 6 | Stock |  |  | 39121457 | EC000490 | CADWELD | One Shots | https://www.erico.com/part.asp?part=NT1161LPLUS
NT1161V | 78285600061 | NT1161V |  | ERICO CADWELD ONE SHOT, Cable to Ground Rod, Traditional, NT, 5/8" dia, #2, #1 Connection, Solid | 31.79 |  | EA | BA | 0 | 6 | Stock |  |  | 39121457 | EC000490 | CADWELD | One Shots | https://www.erico.com/part.asp?part=NT1161V
NT1161VPLUS | 78285656639 | NT1161VPLUS |  | ERICO CADWELD ONE SHOT, Cable to Ground Rod, ERICO CADWELD PLUS, NT, 5/8" dia, #2, #1 Connection, Solid | 33.12 |  | EA | BA | 0 | 6 | Stock |  |  | 39121457 | EC000490 | CADWELD | One Shots | https://www.erico.com/part.asp?part=NT1161VPLUS
NT1181G | 78285600063 | NT1181G |  | ERICO CADWELD ONE SHOT, Cable to Ground Rod, Traditional, NT, 3/4" dia, #8, #6 Connection, Solid | 31.79 |  | EA | BA | 0 | 6 | Stock |  |  | 39121457 | EC000490 | CADWELD | One Shots | https://www.erico.com/part.asp?part=NT1181G
NT1181GPLUS | 78285656640 | NT1181GPLUS |  | ERICO CADWELD ONE SHOT, Cable to Ground Rod, ERICO CADWELD PLUS, NT, 3/4" dia, #8, #6 Connection, Solid | 33.12 |  | EA | BA | 0 | 6 | Non-Stock |  |  | 39121457 | EC000490 | CADWELD | One Shots | https://www.erico.com/part.asp?part=NT1181GPLUS
NT1181L | 78285600064 | NT1181L |  | ERICO CADWELD ONE SHOT, Cable to Ground Rod, Traditional, NT, 3/4" dia, #4, #3 Connection, Solid | 31.79 |  | EA | BA | 0 | 6 | Stock |  |  | 39121457 | EC000490 | CADWELD | One Shots | https://www.erico.com/part.asp?part=NT1181L
NT1181LPLUS | 78285656641 | NT1181LPLUS |  | ERICO CADWELD ONE SHOT, Cable to Ground Rod, ERICO CADWELD PLUS, NT, 3/4" dia, #4, #3 Connection, Solid | 33.12 |  | EA | BA | 0 | 6 | Stock |  |  | 39121457 | EC000490 | CADWELD | One Shots | https://www.erico.com/part.asp?part=NT1181LPLUS
NT1181V | 78285600065 | NT1181V |  | ERICO CADWELD ONE SHOT, Cable to Ground Rod, Traditional, NT, 3/4" dia, #2, #1 Connection, Solid | 32.95 |  | EA | BA | 0 | 6 | Stock |  |  | 39121457 | EC000490 | CADWELD | One Shots | https://www.erico.com/part.asp?part=NT1181V
NT1181VPLUS | 78285656642 | NT1181VPLUS |  | ERICO CADWELD ONE SHOT, Cable to Ground Rod, ERICO CADWELD PLUS, NT, 3/4" dia, #2, #1 Connection, Solid | 34.3 |  | EA | BA | 0 | 6 | Stock |  |  | 39121457 | EC000490 | CADWELD | One Shots | https://www.erico.com/part.asp?part=NT1181VPLUS
NX1141GPLUS | 78285656645 | NX1141GPLUS |  | ERICO CADWELD ONE SHOT, Cable to Ground Rod, ERICO CADWELD PLUS, NX, 1/2" dia, #8, #6 Connection, Solid | 33.34 |  | EA | BA | 0 | 6 | Non-Stock |  |  | 39121457 | EC000490 | CADWELD | One Shots | https://www.erico.com/part.asp?part=NX1141GPLUS
NX1141LPLUS | 78285656646 | NX1141LPLUS |  | ERICO CADWELD ONE SHOT, Cable to Ground Rod, ERICO CADWELD PLUS, NX, 1/2" dia, #4, #3 Connection, Solid | 32.22 |  | EA | BA | 0 | 6 | Non-Stock |  |  | 39121457 | EC000490 | CADWELD | One Shots | https://www.erico.com/part.asp?part=NX1141LPLUS
NX1161G | 78285600071 | NX1161G |  | ERICO CADWELD ONE SHOT, Cable to Ground Rod, Traditional, NX, 5/8" dia, #8, #6 Connection, Solid | 29.46 |  | EA | BA | 0 | 6 | Stock |  |  | 39121457 | EC000490 | CADWELD | One Shots | https://www.erico.com/part.asp?part=NX1161G
NX1161GPLUS | 78285656647 | NX1161GPLUS |  | ERICO CADWELD ONE SHOT, Cable to Ground Rod, ERICO CADWELD PLUS, NX, 5/8" dia, #8, #6 Connection, Solid | 30.65 |  | EA | BA | 0 | 6 | Stock |  |  | 39121457 | EC000490 | CADWELD | One Shots | https://www.erico.com/part.asp?part=NX1161GPLUS
NX1161L | 78285600072 | NX1161L |  | ERICO CADWELD ONE SHOT, Cable to Ground Rod, Traditional, NX, 5/8" dia, #4, #3 Connection, Solid | 29.46 |  | EA | BA | 0 | 6 | Stock |  |  | 39121457 | EC000490 | CADWELD | One Shots | https://www.erico.com/part.asp?part=NX1161L
NX1161LPLUS | 78285656648 | NX1161LPLUS |  | ERICO CADWELD ONE SHOT, Cable to Ground Rod, ERICO CADWELD PLUS, NX, 5/8" dia, #4, #3 Connection, Solid | 30.65 |  | EA | BA | 0 | 6 | Stock |  |  | 39121457 | EC000490 | CADWELD | One Shots | https://www.erico.com/part.asp?part=NX1161LPLUS
NX1161V | 78285600070 | NX1161V |  | ERICO CADWELD ONE SHOT, Cable to Ground Rod, Traditional, NX, 5/8" dia, #2, #1 Connection, Solid | 33.81 |  | EA | BA | 0 | 6 | Stock |  |  | 39121457 | EC000490 | CADWELD | One Shots | https://www.erico.com/part.asp?part=NX1161V
NX1161VPLUS | 78285656649 | NX1161VPLUS |  | ERICO CADWELD ONE SHOT, Cable to Ground Rod, ERICO CADWELD PLUS, NX, 5/8" dia, #2, #1 Connection, Solid | 35.22 |  | EA | BA | 0 | 6 | Stock |  |  | 39121457 | EC000490 | CADWELD | One Shots | https://www.erico.com/part.asp?part=NX1161VPLUS
NX1181G | 78285600103 | NX1181G |  | ERICO CADWELD ONE SHOT, Cable to Ground Rod, Traditional, NX, 3/4" dia, #8, #6 Connection, Solid | 33.81 |  | EA | BA | 0 | 6 | Non-Stock |  |  | 39121457 | EC000490 | CADWELD | One Shots | https://www.erico.com/part.asp?part=NX1181G
NX1181GPLUS | 78285656650 | NX1181GPLUS |  | ERICO CADWELD ONE SHOT, Cable to Ground Rod, ERICO CADWELD PLUS, NX, 3/4" dia, #8, #6 Connection, Solid | 40.2 |  | EA | BA | 0 | 6 | Non-Stock |  |  | 39121457 | EC000490 | CADWELD | One Shots | https://www.erico.com/part.asp?part=NX1181GPLUS
NX1181L | 78285600104 | NX1181L |  | ERICO CADWELD ONE SHOT, Cable to Ground Rod, Traditional, NX, 3/4" dia, #4, #3 Connection, Solid | 36.76 |  | EA | BA | 0 | 6 | Non-Stock |  |  | 39121457 | EC000490 | CADWELD | One Shots | https://www.erico.com/part.asp?part=NX1181L
NX1181LPLUS | 78285656651 | NX1181LPLUS |  | ERICO CADWELD ONE SHOT, Cable to Ground Rod, ERICO CADWELD PLUS, NX, 3/4" dia, #4, #3 Connection, Solid | 35.22 |  | EA | BA | 0 | 6 | Non-Stock |  |  | 39121457 | EC000490 | CADWELD | One Shots | https://www.erico.com/part.asp?part=NX1181LPLUS
NX1181V | 78285600073 | NX1181V |  | ERICO CADWELD ONE SHOT, Cable to Ground Rod, Traditional, NX, 3/4" dia, #2, #1 Connection, Solid | 35.13 |  | EA | BA | 0 | 6 | Stock |  |  | 39121457 | EC000490 | CADWELD | One Shots | https://www.erico.com/part.asp?part=NX1181V
NX1181VPLUS | 78285656652 | NX1181VPLUS |  | ERICO CADWELD ONE SHOT, Cable to Ground Rod, ERICO CADWELD PLUS, NX, 3/4" dia, #2, #1 Connection, Solid | 36.63 |  | EA | BA | 0 | 6 | Non-Stock |  |  | 39121457 | EC000490 | CADWELD | One Shots | https://www.erico.com/part.asp?part=NX1181VPLUS
P MOLD ONLY |  | P MOLD ONLY | PRICE KEY | ERICO CADWELD Mold | 181.56 |  | EA | BK | 0 | 1 | Non-Stock |  |  |  |  | CADWELD | Molds | https://www.erico.com/part.asp?part=P MOLD ONLY
P MOLD W/FRAME |  | P MOLD W/FRAME | PRICE KEY | ERICO CADWELD Mold / Frame | 268.28 |  | EA | BK | 0 | 1 | Non-Stock |  |  |  |  | CADWELD | Molds | https://www.erico.com/part.asp?part=P MOLD W/FRAME
PEC100 | 78285656478 | PEC100 |  | Potential Equalization Clamp, 350 V Spark-Over Voltage @ 100 V/s | 511.86 |  | EA | E2 | 0 | 1 | Stock |  |  | 39121610 | EC000941 | Surge Protection | Surge Accessories | https://www.erico.com/part.asp?part=PEC100
Perimeter Ground Bus Bars |  | Perimeter Ground Bus Bars |  | Perimeter Ground Bus Bars and Accessories | CONTACT FACTORY |  | EA | B1 | 0 | 1 | Non-Stock |  |  |  |  | RAIL Products | Bonds & Connectors | https://www.erico.com/part.asp?part=Perimeter Ground Bus Bars
PG11L | 78285600169 | PG11L |  | ERICO CADWELD ONE SHOT, Cable to Cable, Traditional, PG, #3, #4 Connection, Solid | 26.76 |  | EA | BA | 0 | 6 | Stock |  |  | 39121457 | EC000490 | CADWELD | One Shots | https://www.erico.com/part.asp?part=PG11L
PG11LPLUS | 78285658703 | PG11LPLUS |  | ERICO CADWELD ONE SHOT, Cable to Cable, ERICO CADWELD PLUS, PG, #4, #3 Connection, Solid | 27.86 |  | EA | BA | 0 | 6 | Stock |  |  | 39121457 | EC000490 | CADWELD | One Shots | https://www.erico.com/part.asp?part=PG11LPLUS
PG11V | 78285659645 | PG11V |  | ERICO CADWELD ONE SHOT, Cable to Cable, Traditional, PG, #2, #1 Connection, Solid | 26.76 |  | EA | BA | 0 | 6 | Stock |  |  | 39121457 | EC000490 | CADWELD | One Shots | https://www.erico.com/part.asp?part=PG11V
PIT03 | 78285684686 | PIT03 |  | Inspection Housing, High-Impact Polypropylene, 8.5" x 9.5" x 8.2" | 96.83 |  | EA | A3 | 0 | 1 | Stock |  | High-Impact Polypropylene | 39121613 | EC002874 | Ground Matl & Access | Ground Rod Accessories | https://www.erico.com/part.asp?part=PIT03
PLUSCU2BAA | 78285699465 | PLUSCU2BAA |  | Battery Adapter for nVent ERICO Cadweld Plus Impulse Control Unit, AA Battery | 169.92 |  | EA | BQ | 0 | 1 | Stock |  | Impact-resistant thermoplastic | 39121457 | EC003561 | CADWELD | CADWELD Tools & Accessories | https://www.erico.com/part.asp?part=PLUSCU2BAA
PLUSCU2BD | 78285699463 | PLUSCU2BD |  | Battery Adapter for nVent ERICO Cadweld Plus Impulse Control Unit, DEWALT 20 V Battery | 169.92 |  | EA | BQ | 0 | 1 | Stock |  | Impact-resistant thermoplastic | 39121457 | EC003561 | CADWELD | CADWELD Tools & Accessories | https://www.erico.com/part.asp?part=PLUSCU2BD
PLUSCU2BDKIT | 78480501214 | PLUSCU2BDKIT |  | Kit, nVent ERICO Cadweld Plus Impulse Exothermic Welding Control Unit, 6' Cable, DeWalt Battery Adapter and Bag | 784.8 |  | EA | BQ | 0 | 1 | Non-Stock |  | Impact-resistant thermoplastic | 39121457 | EC003561 | CADWELD | CADWELD Tools & Accessories | https://www.erico.com/part.asp?part=PLUSCU2BDKIT
PLUSCU2BM | 78285699464 | PLUSCU2BM |  | Battery Adapter for nVent ERICO Cadweld Plus Impulse Control Unit, Milwaukee 18 V Battery | 169.92 |  | EA | BQ | 0 | 1 | Stock |  | Impact-resistant thermoplastic | 39121457 | EC003561 | CADWELD | CADWELD Tools & Accessories | https://www.erico.com/part.asp?part=PLUSCU2BM
PLUSCU2BMKIT | 78480501215 | PLUSCU2BMKIT |  | Kit, nVent ERICO Cadweld Plus Impulse Exothermic Welding Control Unit, 6' Cable, Milwaukee Battery Adapter and Bag | 876.48 |  | EA | BQ | 0 | 1 | Non-Stock |  | Impact-resistant thermoplastic | 39121457 | EC003561 | CADWELD | CADWELD Tools & Accessories | https://www.erico.com/part.asp?part=PLUSCU2BMKIT
PLUSCU2L15 | 78285699497 | PLUSCU2L15 |  | nVent ERICO Cadweld Plus Impulse Exothermic Welding Control Unit, 15' Cable | 608.26 |  | EA | BQ | 0 | 1 | Stock |  | Impact-resistant thermoplastic | 39121457 | EC003561 | CADWELD | CADWELD Tools & Accessories | https://www.erico.com/part.asp?part=PLUSCU2L15
PLUSCU2L6 | 78285699498 | PLUSCU2L6 |  | nVent ERICO Cadweld Plus Impulse Exothermic Welding Control Unit, 6' Cable | 399.32 |  | EA | BQ | 0 | 1 | Stock |  | Impact-resistant thermoplastic | 39121457 | EC003561 | CADWELD | CADWELD Tools & Accessories | https://www.erico.com/part.asp?part=PLUSCU2L6
PLUSCU2RLD15 | 78285699456 | PLUSCU2RLD15 |  | Replacement Lead for nVent ERICO Cadweld Plus Impulse Control Unit, 15' Cable | 149.3 |  | EA | BQ | 0 | 1 | Stock |  | High-temperature thermoplastic | 39121457 | EC003561 | CADWELD | CADWELD Tools & Accessories | https://www.erico.com/part.asp?part=PLUSCU2RLD15
PLUSCU2RLD6 | 78285699455 | PLUSCU2RLD6 |  | Replacement Lead for nVent ERICO Cadweld Plus Impulse Control Unit, 6' Cable | 81.91 |  | EA | BQ | 0 | 1 | Stock |  | High-temperature thermoplastic | 39121457 | EC003561 | CADWELD | CADWELD Tools & Accessories | https://www.erico.com/part.asp?part=PLUSCU2RLD6
POOLMESH250 | 78285660760 | POOLMESH250 |  | Pool Mesh, 50' x 2' | 653.74 |  | EA | B1 | 0 | 1 | Non-Stock |  | Copper | 39121613 | EC002857 | Ground Matl & Access | Fabricated Grounding Prod | https://www.erico.com/part.asp?part=POOLMESH250
POOLMESH3100 | 78285660757 | POOLMESH3100 |  | Pool Mesh, 100' x 3' | 1645.25 |  | EA | B1 | 0 | 1 | Stock |  | Copper | 39121613 | EC002857 | Ground Matl & Access | Fabricated Grounding Prod | https://www.erico.com/part.asp?part=POOLMESH3100
POOLMESH350 | 78285660758 | POOLMESH350 |  | Pool Mesh, 50' x 3' | 774.46 |  | EA | B1 | 0 | 1 | Stock |  | Copper | 39121613 | EC002857 | Ground Matl & Access | Fabricated Grounding Prod | https://www.erico.com/part.asp?part=POOLMESH350
PVT11000R | 78285695359 | PVT11000R |  | PVT1 Photovoltaic Surge Protection Class I, 1,100 V Max Continuous Operating Voltage (Ucpv) | 459.71 |  | EA | E2 | 0 | 1 | Stock |  |  | 39121610 | EC000941 | Surge Protection | Power Surge | https://www.erico.com/part.asp?part=PVT11000R
PVT11500R | 78285695360 | PVT11500R |  | PVT1 Photovoltaic Surge Protection Class I, 1,500 VDC Max Continuous Operating Voltage (Ucpv) | 462.5 |  | EA | E2 | 0 | 1 | Stock |  |  | 39121610 | EC000941 | Surge Protection | Power Surge | https://www.erico.com/part.asp?part=PVT11500R
PVT1500M | 78285695363 | PVT1500M |  | Replacement module for PVT1 photovoltaic surge protection devices | 124.31 |  | EA | E2 | 0 | 1 | Non-Stock |  |  | 39121610 | EC000941 | Surge Protection | Power Surge | https://www.erico.com/part.asp?part=PVT1500M
PVT1500SM | 78285695367 | PVT1500SM |  | Replacement module for PVT1 photovoltaic surge protection devices | 124.31 |  | EA | E2 | 0 | 1 | Non-Stock |  |  | 39121610 | EC000941 | Surge Protection | Power Surge | https://www.erico.com/part.asp?part=PVT1500SM
PVT1750M | 78285695364 | PVT1750M |  | Replacement module for PVT1 photovoltaic surge protection devices | 128.99 |  | EA | E2 | 0 | 1 | Non-Stock |  |  | 39121610 | EC000941 | Surge Protection | Power Surge | https://www.erico.com/part.asp?part=PVT1750M
PVT1750SM | 78285695368 | PVT1750SM |  | Replacement module for PVT1 photovoltaic surge protection devices | 78.25 |  | EA | E2 | 0 | 1 | Non-Stock |  |  | 39121610 | EC000941 | Surge Protection | Power Surge | https://www.erico.com/part.asp?part=PVT1750SM
PVT21000R | 78285695361 | PVT21000R |  | PVT2 Photovoltaic Surge Protection Class II, 1,100 V Max Continuous Operating Voltage (Ucpv) | 212.62 |  | EA | E2 | 0 | 1 | Stock |  |  | 39121610 | EC000941 | Surge Protection | Power Surge | https://www.erico.com/part.asp?part=PVT21000R
PVT21500R | 78285695362 | PVT21500R |  | PVT2 Photovoltaic Surge Protection Class II, 1,500 VDC Max Continuous Operating Voltage (Ucpv) | 248.68 |  | EA | E2 | 0 | 1 | Stock |  |  | 39121610 | EC000941 | Surge Protection | Power Surge | https://www.erico.com/part.asp?part=PVT21500R
PVT2500M | 78285695365 | PVT2500M |  | Replacement module for PVT2 photovoltaic surge protection devices | 82.43 |  | EA | E2 | 0 | 1 | Non-Stock |  |  | 39121610 | EC000941 | Surge Protection | Power Surge | https://www.erico.com/part.asp?part=PVT2500M
PVT2750M | 78285695366 | PVT2750M |  | Replacement module for PVT2 photovoltaic surge protection devices | 86.2 |  | EA | E2 | 0 | 1 | Non-Stock |  |  | 39121610 | EC000941 | Surge Protection | Power Surge | https://www.erico.com/part.asp?part=PVT2750M
Q MOLD |  | Q MOLD | PRICE KEY | ERICO CADWELD Mold | 466.06 |  | EA | BK | 0 | 1 | Non-Stock |  |  |  |  | CADWELD | Molds | https://www.erico.com/part.asp?part=Q MOLD
QF25 | 78285695596 | QF25 |  | nVent ERICO Quickfill No-Mix Ground Enhancing Backfill (0-99 Bags) | 58.54 |  | EA | G1 | 0 | 1 | Stock |  |  | 39121613 | EC000490 | Ground Matl & Access | Grounding Materials | https://www.erico.com/part.asp?part=QF25
QF25 | 78285695596 | QF25 |  | nVent ERICO Quickfill No-Mix Ground Enhancing Backfill (100-499 Bags) | 49.17 |  | EA | G1 | 0 | 1 | Stock |  |  | 39121613 | EC000490 | Ground Matl & Access | Grounding Materials | https://www.erico.com/part.asp?part=QF25
QF25 | 78285695596 | QF25 |  | nVent ERICO Quickfill No-Mix Ground Enhancing Backfill (500 Bags) | 45.66 |  | EA | G1 | 0 | 1 | Stock |  |  | 39121613 | EC000490 | Ground Matl & Access | Grounding Materials | https://www.erico.com/part.asp?part=QF25
R MOLD |  | R MOLD | PRICE KEY | ERICO CADWELD Mold | 331.68 |  | EA | BK | 0 | 1 | Non-Stock |  |  |  |  | CADWELD | Molds | https://www.erico.com/part.asp?part=R MOLD
RC100 | 78285659165 | RC100 |  | Rebar Grounding Clamp, Heavy Duty, #8 Solid-4/0 Stranded, 10 mm� Stranded-100 mm� Stranded, 18�36 mm, #6�#11, 20M�35M | 100.89 |  | EA | A2 | 0 | 1 | Stock |  | Bronze | 46182103 | EC000508 | Ground Matl & Access | Connectors | https://www.erico.com/part.asp?part=RC100
RC70 | 78285659164 | RC70 |  | Rebar Grounding Clamp, Heavy Duty, #8 Solid-2/0 Stranded, 10 mm� Stranded-70 mm� Stranded, 8�18 mm, #3�#6, 10M�20M | 66.19 |  | EA | A2 | 0 | 1 | Stock |  | Bronze | 46182103 | EC000508 | Ground Matl & Access | Connectors | https://www.erico.com/part.asp?part=RC70
RTP3034 | 78285652666 | RTP3034 |  | Remote Transmitter Protector | 251.77 |  | EA | E4 | 0 | 1 | Non-Stock |  |  | 39121610 | EC000943 | Surge Protection | Surge Accessories | https://www.erico.com/part.asp?part=RTP3034
S MOLD ONLY |  | S MOLD ONLY | PRICE KEY | ERICO CADWELD Mold | 288.19 |  | EA | BK | 0 | 1 | Non-Stock |  |  |  |  | CADWELD | Molds | https://www.erico.com/part.asp?part=S MOLD ONLY
S MOLD W/FRAME |  | S MOLD W/FRAME | PRICE KEY | ERICO CADWELD Mold | 563.89 |  | EA | BK | 0 | 1 | Non-Stock |  |  |  |  | CADWELD | Molds | https://www.erico.com/part.asp?part=S MOLD W/FRAME
S03F | 78285632298 | S03F |  | Conductor Sleeve, Copper, Tinned, Flared, 1" x 0.031", 0.455" dia | 3.71 |  | EA | CX | 0 | 25 | Non-Stock | Tinned | Copper | 39121457 | EC000005 | CADWELD | CADWELD Tools & Accessories | https://www.erico.com/part.asp?part=S03F
S05F | 78285632299 | S05F |  | Conductor Sleeve, Copper, Tinned, Flared, 1" x 0.031", 0.391" dia | 3.28 |  | EA | CX | 0 | 25 | Non-Stock | Tinned | Copper | 39121457 | EC000005 | CADWELD | CADWELD Tools & Accessories | https://www.erico.com/part.asp?part=S05F
S06F | 78285671167 | S06F |  | Conductor Sleeve, Copper, Tinned, Flared, 1" x 0.031", 0.48" dia | 2.15 |  | EA | CX | 0 | 25 | Non-Stock | Tinned | Copper | 39121457 | EC000005 | CADWELD | CADWELD Tools & Accessories | https://www.erico.com/part.asp?part=S06F
S09F | 78285668147 | S09F |  | Conductor Sleeve, Copper, Tinned, Flared, 1" x 0.031", 0.328" dia | 2.48 |  | EA | CX | 0 | 25 | Stock | Tinned | Copper | 39121457 | EC000005 | CADWELD | CADWELD Tools & Accessories | https://www.erico.com/part.asp?part=S09F
S20F | 78285668846 | S20F |  | Conductor Sleeve, Copper, Tinned, Flared, 1" x 0.031", 0.24" dia | 2.17 |  | EA | CX | 0 | 25 | Stock | Tinned | Copper | 39121457 | EC000005 | CADWELD | CADWELD Tools & Accessories | https://www.erico.com/part.asp?part=S20F
S429F1N12 | 78285662052 | S429F1N12 |  | Conductor Sleeve, Copper, Tinned, Flared, 0.75" x 0.015", 0.268" dia | 2.08 |  | EA | CX | 0 | 25 | Non-Stock | Tinned | Copper | 39121457 | EC000005 | CADWELD | CADWELD Tools & Accessories | https://www.erico.com/part.asp?part=S429F1N12
S429F1W12 | 78285662055 | S429F1W12 |  | Conductor Sleeve, Copper, Tinned, Flared, 0.75" x 0.015", 0.336" dia | 1.88 |  | EA | CX | 0 | 25 | Non-Stock | Tinned | Copper | 39121457 | EC000005 | CADWELD | CADWELD Tools & Accessories | https://www.erico.com/part.asp?part=S429F1W12
S429F2E16 | 78285634858 | S429F2E16 |  | Conductor Sleeve, Copper, Tinned, Flared, 1" x 0.015", 0.428" dia | 3.2 |  | EA | CX | 0 | 25 | Non-Stock | Tinned | Copper | 39121457 | EC000005 | CADWELD | CADWELD Tools & Accessories | https://www.erico.com/part.asp?part=S429F2E16
S429F2J16 | 78285635557 | S429F2J16 |  | Conductor Sleeve, Copper, Tinned, Flared, 1" x 0.02", 0.48" dia | 3.33 |  | EA | CX | 0 | 25 | Stock | Tinned | Copper | 39121457 | EC000005 | CADWELD | CADWELD Tools & Accessories | https://www.erico.com/part.asp?part=S429F2J16
S429F2N16 | 78285662054 | S429F2N16 |  | Conductor Sleeve, Copper, Tinned, Flared, 1" x 0.02", 0.54" dia | 3.62 |  | EA | CX | 0 | 25 | Non-Stock | Tinned | Copper | 39121457 | EC000005 | CADWELD | CADWELD Tools & Accessories | https://www.erico.com/part.asp?part=S429F2N16
S429F2S16 | 78285645017 | S429F2S16 |  | Conductor Sleeve, Copper, Tinned, Flared, 1" x 0.02", 0.605" dia | 3.42 |  | EA | CX | 0 | 25 | Non-Stock | Tinned | Copper | 39121457 | EC000005 | CADWELD | CADWELD Tools & Accessories | https://www.erico.com/part.asp?part=S429F2S16
S429F2W16 | 78285671700 | S429F2W16 |  | Conductor Sleeve, Copper, Tinned, Flared, 1" x 0.02", 0.658" dia | 4.28 |  | EA | CX | 0 | 25 | Stock | Tinned | Copper | 39121457 | EC000005 | CADWELD | CADWELD Tools & Accessories | https://www.erico.com/part.asp?part=S429F2W16
S429F3S20 | 78285668474 | S429F3S20 |  | Conductor Sleeve, Copper, Tinned, Flared, 1.25" x 0.025", 0.93" dia | 8.47 |  | EA | CX | 0 | 25 | Stock | Tinned | Copper | 39121457 | EC000005 | CADWELD | CADWELD Tools & Accessories | https://www.erico.com/part.asp?part=S429F3S20
S429F5A24 | 78285671784 | S429F5A24 |  | Conductor Sleeve, Copper, Tinned, Flared, 1.5" x 0.035", 1.332" dia | 9.9 |  | EA | CX | 0 | 25 | Non-Stock | Tinned | Copper | 39121457 | EC000005 | CADWELD | CADWELD Tools & Accessories | https://www.erico.com/part.asp?part=S429F5A24
LPS456 | 78285643521 | LPS456 |  | Handrail Air Terminal Support, S304 | 137 | 54.8 | EA | F2 | 0 | 1 | Non-Stock |  | Stainless Steel 304 (EN 1.4301) | 39121621 | EC000505 | Lightning Protection | Conventional Protection | https://www.erico.com/part.asp?part=LPS456
SCDM01 | 78285647686 | SCDM01 |  | ERICO CADWELD MULTI Batting Material | 63.79 |  | EA | AG | 0 | 1 | Stock |  |  | 39121457 | EC000490 | CADWELD | CADWELD Kits | https://www.erico.com/part.asp?part=SCDM01
SES160B120V | 78480502891 | SES160B120V |  | SERVICE ENTRANCE SUPPRESSOR(B), 160 KA, 120V | 369.04 |  | EA | E2 | 0 | 1 | Stock |  |  |  |  | Surge Protection | Power Surge | 0
SES160B208Y | 78480502894 | SES160B208Y |  | SERVICE ENTRANCE SUPPRESSOR(B), 160 KA, 120/208V | 457.53 |  | EA | E2 | 0 | 1 | Stock |  |  |  |  | Surge Protection | Power Surge | 0
SES160B240D | 78480502896 | SES160B240D |  | SERVICE ENTRANCE SUPPRESSOR(B), 160 KA, 240V Delta | 467.64 |  | EA | E2 | 0 | 1 | Stock |  |  |  |  | Surge Protection | Power Surge | 0
SES160B240V | 7848050289 | SES160B240V |  | SERVICE ENTRANCE SUPPRESSOR(B), 160 KA, 240V | 369.04 |  | EA | E2 | 0 | 1 | Stock |  |  |  |  | Surge Protection | Power Surge | 0
SES160B480D | 78480502897 | SES160B480D |  | SERVICE ENTRANCE SUPPRESSOR(B), 160 KA, 480V Delta | 467.64 |  | EA | E2 | 0 | 1 | Stock |  |  |  |  | Surge Protection | Power Surge | 0
SES160B480Y | 78480502895 | SES160B480Y |  | SERVICE ENTRANCE SUPPRESSOR(B), 160 KA, 277/480V | 457.53 |  | EA | E2 | 0 | 1 | Stock |  |  |  |  | Surge Protection | Power Surge | 0
SES160BFP | 78480504518 | SES160BFP |  | SES160B, FLUSH PLATE | 29.26 |  | EA | E2 | 0 | 1 | Stock |  |  |  |  | Surge Protection | Power Surge | 0
SES160F120V | 78480502898 | SES160F120V |  | SERVICE ENTRANCE SUPPRESSOR(Filter), 160 KA, 120V | 484.06 |  | EA | E2 | 0 | 1 | Stock |  |  |  |  | Surge Protection | Power Surge | 0
SES160F208Y | 78480502901 | SES160F208Y |  | SERVICE ENTRANCE SUPPRESSOR (Filter), 160 KA, 120/208V | 668.6 |  | EA | E2 | 0 | 1 | Stock |  |  |  |  | Surge Protection | Power Surge | 0
SES160F240D | 78480502903 | SES160F240D |  | SERVICE ENTRANCE SUPPRESSOR (Filter), 160 KA, 240V Delta | 690.07 |  | EA | E2 | 0 | 1 | Stock |  |  |  |  | Surge Protection | Power Surge | 0
SES160F240V | 78480502899 | SES160F240V |  | SERVICE ENTRANCE SUPPRESSOR (Filter), 160 KA, 240V | 484.06 |  | EA | E2 | 0 | 1 | Stock |  |  |  |  | Surge Protection | Power Surge | 0
SES160F480D | 78480502904 | SES160F480D |  | SERVICE ENTRANCE SUPPRESSOR (Filter), 160 KA, 480V Delta | 690.07 |  | EA | E2 | 0 | 1 | Stock |  |  |  |  | Surge Protection | Power Surge | 0
SES160F480Y | 78480502902 | SES160F480Y |  | SERVICE ENTRANCE SUPPRESSOR (Filter), 160 KA, 277/480V | 668.6 |  | EA | E2 | 0 | 1 | Stock |  |  |  |  | Surge Protection | Power Surge | 0
SES160FFP | 78480503809 | SES160FFP |  | SES160F, FLUSH PLATE | 31.6 |  | EA | E2 | 0 | 1 | Stock |  |  |  |  | Surge Protection | Power Surge | 0
SES200120240 | 78285667057 | SES200120240 |  | Service Entrance Suppressor, 200 kA, 120/240 V Un | 5697.27 |  | EA | E2 | 0 | 1 | Stock |  |  | 39121610 | EC000941 | Surge Protection | Power Surge | https://www.erico.com/part.asp?part=SES200120/240
SES200240D | 78285669557 | SES200240D |  | Service Entrance Suppressor, 200 kA, 220/240 V Un | 5587.21 |  | EA | E2 | 0 | 1 | Non-Stock |  |  | 39121610 | EC000941 | Surge Protection | Power Surge | https://www.erico.com/part.asp?part=SES200240D
SES200240DCM | 78285669559 | SES200240DCM |  | Service Entrance Suppressor, 200 kA with Metal Enclosure, 220/240 V Un | 7282.38 |  | EA | E2 | 0 | 1 | Non-Stock |  |  | 39121610 | EC000941 | Surge Protection | Power Surge | https://www.erico.com/part.asp?part=SES200240DCM
SES200277480 | 78285667059 | SES200277480 |  | Service Entrance Suppressor, 200 kA, 277/480 V Un | 6470.91 |  | EA | E2 | 0 | 1 | Stock |  |  | 39121610 | EC000941 | Surge Protection | Power Surge | https://www.erico.com/part.asp?part=SES200277/480
SES320B120240D | 78480505691 | SES320B120240D |  | SES, 320kA, Basic, 120/240V Delta | 1450.42 |  | EA | E2 | 2.9 | 1 | Stock |  |  | 39121610 | EC000941 | Surge Protection | Power Surge | https://www.erico.com/part.asp?part=SES320B120240D
SES320B120V | 78480505592 | SES320B120V |  | SES, 320kA, Basic, 120V Single Phase | 1322.29 |  | EA | E2 | 2.9 | 1 | Stock |  |  | 39121610 | EC000941 | Surge Protection | Power Surge | https://www.erico.com/part.asp?part=SES320B120V
SES320B208Y | 78480505563 | SES320B208Y |  | SES, 320kA, Basic, 120/208V WYE | 1383.78 |  | EA | E2 | 2.9 | 1 | Stock |  |  | 39121610 | EC000941 | Surge Protection | Power Surge | https://www.erico.com/part.asp?part=SES320B208Y
SES320B240D | 78480505564 | SES320B240D |  | SES, 320kA, Basic, 240V Delta | 1435.04 |  | EA | E2 | 2.9 | 1 | Stock |  |  | 39121610 | EC000941 | Surge Protection | Power Surge | https://www.erico.com/part.asp?part=SES320B240D
SES320B240V | 78480505593 | SES320B240V |  | SES, 320kA, Basic, 240V Single Phase | 1322.29 |  | EA | E2 | 2.9 | 1 | Stock |  |  | 39121610 | EC000941 | Surge Protection | Power Surge | https://www.erico.com/part.asp?part=SES320B240V
SES320B480D | 78480505565 | SES320B480D |  | SES, 320kA, Basic, 480V Delta | 1435.04 |  | EA | E2 | 2.9 | 1 | Stock |  |  | 39121610 | EC000941 | Surge Protection | Power Surge | https://www.erico.com/part.asp?part=SES320B480D
SES320B480Y | 78480505562 | SES320B480Y |  | SES, 320kA, Basic, 277/480V WYE | 1383.78 |  | EA | E2 | 2.9 | 1 | Stock |  |  | 39121610 | EC000941 | Surge Protection | Power Surge | https://www.erico.com/part.asp?part=SES320B480Y
SES320F120240D | 78480505708 | SES320F120240D |  | SES, 320kA, Filter, 120/240V Delta | 1478.42 |  | EA | E2 | 2.9 | 1 | Stock |  |  | 39121610 | EC000941 | Surge Protection | Power Surge | https://www.erico.com/part.asp?part=SES320F120240D
SES320F120V | 78480505589 | SES320F120V |  | SES, 320kA, Filter, 120V Single Phase | 1358.17 |  | EA | E2 | 2.9 | 1 | Stock |  |  | 39121610 | EC000941 | Surge Protection | Power Surge | https://www.erico.com/part.asp?part=SES320F120V
SES320F208Y | 78480505629 | SES320F208Y |  | SES, 320kA, Filter, 120/208V WYE | 1419.66 |  | EA | E2 | 2.9 | 1 | Stock |  |  | 39121610 | EC000941 | Surge Protection | Power Surge | https://www.erico.com/part.asp?part=SES320F208Y
SES320F240D | 78480505631 | SES320F240D |  | SES, 320kA, Filter, 240V Delta | 1522.16 |  | EA | E2 | 2.9 | 1 | Stock |  |  | 39121610 | EC000941 | Surge Protection | Power Surge | https://www.erico.com/part.asp?part=SES320F240D
SES320F240V | 78480505590 | SES320F240V |  | SES, 320kA, Filter, 240V Single Phase | 1358.17 |  | EA | E2 | 2.9 | 1 | Stock |  |  | 39121610 | EC000941 | Surge Protection | Power Surge | https://www.erico.com/part.asp?part=SES320F240V
SES320F480D | 78480505632 | SES320F480D |  | SES, 320kA, Filter, 480V Delta | 1522.16 |  | EA | E2 | 2.9 | 1 | Stock |  |  | 39121610 | EC000941 | Surge Protection | Power Surge | https://www.erico.com/part.asp?part=SES320F480D
SES320F480Y | 78480505630 | SES320F480Y |  | SES, 320kA, Filter, 277/480V WYE | 1470.92 |  | EA | E2 | 2.9 | 1 | Stock |  |  | 39121610 | EC000941 | Surge Protection | Power Surge | https://www.erico.com/part.asp?part=SES320F480Y
SES320FP | 78480505627 | SES320FP |  | SES320, Flush Plate | 140.22 |  | EA | E2 | 0.85 | 1 | Stock |  |  | 39121610 | EC000941 | Surge Protection | Power Surge | https://www.erico.com/part.asp?part=SES320FP
SES40120240 | 78285662195 | SES40120240 |  | Service Entrance Suppressor, 40 kA, Metal | 266.1 |  | EA | E2 | 0 | 1 | Stock |  |  | 39121610 | EC000941 | Surge Protection | Power Surge | https://www.erico.com/part.asp?part=SES40120/240
SES40FP | 78285667277 | SES40FP |  | Flush Plate for SES40 Metal | 87.71 |  | EA | E2 | 0 | 1 | Stock |  | Aluminum | 31162506 | EC000007 | Surge Protection | Power Surge | https://www.erico.com/part.asp?part=SES40FP
SES40P120/240SP | 78285685909 | SES40P120/240SP |  | Service Entrance Suppressor(P), 40 kA, 120/240 V Un | 178.63 |  | EA | E2 | 0 | 1 | Stock |  |  | 39121610 | EC000941 | Surge Protection | Power Surge | https://www.erico.com/part.asp?part=SES40P120/240SP
SES40P1201P | 78285685910 | SES40P1201P |  | Service Entrance Suppressor(P), 40 kA, 120 V Un | 181.55 |  | EA | E2 | 0 | 1 | Stock |  |  | 39121610 | EC000941 | Surge Protection | Power Surge | https://www.erico.com/part.asp?part=SES40P1201P
SES40P2083P | 78285685911 | SES40P2083P |  | Service Entrance Suppressor(P), 40 kA, 120/208 V Un | 299.92 |  | EA | E2 | 0 | 1 | Stock |  |  | 39121610 | EC000941 | Surge Protection | Power Surge | https://www.erico.com/part.asp?part=SES40P2083P
SES40P2401P | 78285685912 | SES40P2401P |  | Service Entrance Suppressor(P), 40 kA, 240 VAC Un | 197.43 |  | EA | E2 | 0 | 1 | Stock |  |  | 39121610 | EC000941 | Surge Protection | Power Surge | https://www.erico.com/part.asp?part=SES40P2401P
SES40P4801P | 78285685916 | SES40P4801P |  | Service Entrance Suppressor(P), 40 kA, 277 V Un | 188.01 |  | EA | E2 | 0 | 1 | Stock |  |  |  |  | Surge Protection | Power Surge | 0
SES40P4803P | 78285685913 | SES40P4803P |  | Service Entrance Suppressor(P), 40 kA, 277/480 V Un | 299.92 |  | EA | E2 | 0 | 1 | Stock |  |  | 39121610 | EC000941 | Surge Protection | Power Surge | https://www.erico.com/part.asp?part=SES40P4803P
SES40PBRK | 78285690975 | SES40PBRK |  | Mounting Bracket for SES40P Series, 0.88" Hole | 31.51 |  | EA | E2 | 0 | 1 | Stock |  | Aluminum | 31162506 | EC002625 | Surge Protection | Power Surge | https://www.erico.com/part.asp?part=SES40PBRK
SES40PFP | 78285690720 | SES40PFP |  | Flush Plate for Service Entrance Suppressor, 40 kA | 17.97 |  | EA | E2 | 0 | 1 | Stock |  | Polycarbonate | 31162506 | EC000007 | Surge Protection | Power Surge | https://www.erico.com/part.asp?part=SES40PFP
SGD11002SNE | 78285647111 | SGD11002SNE |  | Spark Gap Diverter, 255 VAC | 456.38 |  | EA | E2 | 0 | 1 | Non-Stock |  |  | 39121610 | EC000941 | Surge Protection | Power Surge | https://www.erico.com/part.asp?part=SGD11002SNE
SGD1121SRNE | 78285656772 | SGD1121SRNE |  | Modular Spark Gap Diverter, 40 kA 8/20 ?s Max Discharge Current (Imax), Per Mode | 249.1 |  | EA | E2 | 0 | 1 | Non-Stock |  |  | 39121610 | EC000941 | Surge Protection | Power Surge | https://www.erico.com/part.asp?part=SGD1121SRNE
SGD125M | 78285662253 | SGD125M |  | Spark Gap Diverter Replacement Module, 2,420 VAC MLV | 227.53 |  | EA | E2 | 0 | 1 | Non-Stock |  |  | 39121610 | EC000941 | Surge Protection | Power Surge | https://www.erico.com/part.asp?part=SGD125M
LPS464 | 78285643528 | LPS464 |  | SS Bonding Jumper | 554.58 | 221.832 | EA | F2 | 0 | 1 | Non-Stock |  |  |  |  | Lightning Protection | Conventional Protection | https://www.erico.com/part.asp?part=LPS464
LPS469 | 78285643540 | LPS469 |  | Steel Yoke | 96.89 | 38.756 | EA | F2 | 0 | 1 | Non-Stock |  | Stainless Steel 304 (EN 1.4301) | 39121621 | EC000490 | Lightning Protection | Conventional Protection | https://www.erico.com/part.asp?part=LPS469
LPS661CTO | 78285673527 | LPS661CTO |  | Through Roof/Wall Threaded Rod, 3/8 UNC | 1.25 | 0.5 | IN | F2 | 0 | in | Non-Stock |  | Stainless Steel 18-8 (EN 1.4305) | 39121621 | EC000508 | Lightning Protection | Conventional Protection | https://www.erico.com/part.asp?part=LPS661CTO
LPS662CTO | 78285674053 | LPS662CTO |  | Through Roof/Wall Threaded Rod, 1/2 UNC | 1.67 | 0.668 | IN | F2 | 0 | in | Non-Stock |  | Stainless Steel 18-8 (EN 1.4305) | 39121621 | EC000508 | Lightning Protection | Conventional Protection | https://www.erico.com/part.asp?part=LPS662CTO
SLP10K1F | 78285647508 | SLP10K1F |  | Subscriber Line Protector, Single Stage | 199.4 |  | EA | E4 | 0 | 1 | Stock |  |  | 39121610 | EC000943 | Surge Protection | Data and Signal Surge | https://www.erico.com/part.asp?part=SLP10K1F
SLP1RJ11 | 78285647510 | SLP1RJ11 |  | Telephone Line Protector, 500 A 8/20 ?s Max Discharge Current (Imax), Per Mode | 264.97 |  | EA | E4 | 0 | 1 | Non-Stock |  |  | 39121610 | EC000943 | Surge Protection | Data and Signal Surge | https://www.erico.com/part.asp?part=SLP1RJ11
SLP1RJ11A | 78285652357 | SLP1RJ11A |  | Telephone Line Protector, 20 kA 8/20 ?s Max Discharge Current (Imax), Per Mode | 185.93 |  | EA | E4 | 0 | 1 | Stock |  |  | 39121610 | EC000943 | Surge Protection | Data and Signal Surge | https://www.erico.com/part.asp?part=SLP1RJ11A
SP58 | 78285660651 | SP58 |  | Ground Rod Clamp, Rod to Conductor, Stainless Steel, 1/2"�5/8" dia, #10 Solid-#2 Stranded, 6 mm� Solid-25 mm� Stranded, 1/2" Wrench | 3.5 |  | EA | A2 | 0 | 50 | Stock |  | Stainless Steel 304 (EN 1.4301) | 46182103 | EC000491 | Ground Matl & Access | Ground Rod Accessories | https://www.erico.com/part.asp?part=SP58
SP58B916 | 78285666767 | SP58B916 |  | Ground Rod Clamp, Rod to Conductor, Stainless Steel, 1/2"�5/8" dia, #10 Solid-#2 Stranded, 6 mm� Solid-25 mm� Stranded, 9/16" Wrench | 5.57 |  | EA | A2 | 0 | 50 | Stock |  | Stainless Steel 304 (EN 1.4301) | 46182103 | EC000491 | Ground Matl & Access | Ground Rod Accessories | https://www.erico.com/part.asp?part=SP58B916
SPLIT CRUCIBLE |  | SPLIT CRUCIBLE | PRICE KEY | Add suffix "L" to ERICO CADWELD Mold Part Number | 21.48 |  | EA | BK | 0 | 1 | Non-Stock |  |  |  |  | CADWELD | CADWELD Tools & Accessories | https://www.erico.com/part.asp?part=SPLIT CRUCIBLE
SRF1125N | 78285691540 | SRF1125N |  | Surge Reduction Filter 130kA (50ka 10x350), 125A, 240V 1-Ph | 3673.83 |  | EA | E2 | 0 | 1 | Non-Stock |  |  | 39121610 | EC000941 | Surge Protection | Power Surge | https://www.erico.com/part.asp?part=SRF1125N
SRF163N | 78285691538 | SRF163N |  | Surge Reduction Filter 130kA (50ka 10x350), 63A, 240V 1-Ph | 3131.13 |  | EA | E2 | 0 | 1 | Non-Stock |  |  | 39121610 | EC000941 | Surge Protection | Power Surge | https://www.erico.com/part.asp?part=SRF163N
SRF3125N | 78285691541 | SRF3125N |  | Surge Reduction Filter 130kA (50ka 10x350), 125A, 400V 3-Ph | 6058.07 |  | EA | E2 | 0 | 1 | Non-Stock |  |  | 39121610 | EC000941 | Surge Protection | Power Surge | https://www.erico.com/part.asp?part=SRF3125N
SRF3250N | 78285691542 | SRF3250N |  | Surge Reduction Filter 130kA (50ka 10x350), 250A, 400V 3-Ph | 8993.85 |  | EA | E2 | 0 | 1 | Non-Stock |  |  | 39121610 | EC000941 | Surge Protection | Power Surge | https://www.erico.com/part.asp?part=SRF3250N
SRF3500N | 78285691543 | SRF3500N |  | Surge Reduction Filter 130kA (50ka 10x350), 500A, 400V 3-Ph | 17002.68 |  | EA | E2 | 0 | 1 | Non-Stock |  |  | 39121610 | EC000941 | Surge Protection | Power Surge | https://www.erico.com/part.asp?part=SRF3500N
SRF363N | 78285691539 | SRF363N |  | Surge Reduction Filter 130kA (50ka 10x350), 63A, 400V 3-Ph | 5024.02 |  | EA | E2 | 0 | 1 | Non-Stock |  |  | 39121610 | EC000941 | Surge Protection | Power Surge | https://www.erico.com/part.asp?part=SRF363N
SRF3800N | 78285691544 | SRF3800N |  | Surge Reduction Filter 130kA (50ka 10x350), 800A, 400V 3-Ph | 24505.69 |  | EA | E2 | 0 | 1 | Non-Stock |  |  | 39121610 | EC000941 | Surge Protection | Power Surge | https://www.erico.com/part.asp?part=SRF3800N
SRG"xxxxx" |  | SRG"xxxxx" |  | Signal Reference Grid | CONTACT FACTORY |  | EA | A2 | 0 | 1 | Non-Stock |  |  |  |  | Ground Matl & Access | Fabricated Grounding Prod | https://www.erico.com/part.asp?part=SRG"xxxxx"
SRGC46 | 78285651351 | SRGC46 |  | SRG Connector | 25.67 |  | EA | A2 | 0 | 20 | Stock |  | Bronze, Stainless Steel 304 (EN 1.4301) | 46182103 | EC001935 | Ground Matl & Access | Connectors | https://www.erico.com/part.asp?part=SRGC46
SRGC46BR | 78285656734 | SRGC46BR |  | SRG Connector Pedestal Mounting Bracket | 29.65 |  | EA | A2 | 0 | 10 | Stock |  | Stainless Steel 304 (EN 1.4301), Bronze | 46182103 | EC010695 | Ground Matl & Access | Connectors | https://www.erico.com/part.asp?part=SRGC46BR
T MOLD ONLY |  | T MOLD ONLY | PRICE KEY | ERICO CADWELD Mold | 159.52 |  | EA | BK | 0 | 1 | Non-Stock |  |  |  |  | CADWELD | Molds | https://www.erico.com/part.asp?part=T MOLD ONLY
T MOLD W/FRAME |  | T MOLD W/FRAME | PRICE KEY | ERICO CADWELD Mold / Frame | 237.76 |  | EA | BK | 0 | 1 | Non-Stock |  |  |  |  | CADWELD | Molds | https://www.erico.com/part.asp?part=T MOLD W/FRAME
T111 | 78285632300 | T111 |  | Torch Head | 274.99 |  | EA | CX | 0 | 1 | Stock |  |  | 39121457 | EC000987 | CADWELD | CADWELD Tools & Accessories | https://www.erico.com/part.asp?part=T111
T304 | 78285632318 | T304 |  | Pliers | 36.81 |  | EA | CX | 0 | 1 | Non-Stock | Electrogalvanized | Steel | 39121457 | EC000833 | CADWELD | CADWELD Tools & Accessories | https://www.erico.com/part.asp?part=T304
T305 | 78285632301 | T305 |  | Screwdriver, Flat Head | 39.43 |  | EA | CX | 0 | 1 | Non-Stock |  |  | 39121457 | EC000158 | CADWELD | CADWELD Tools & Accessories | https://www.erico.com/part.asp?part=T305
T306 | 78285632302 | T306 |  | Ceramic Blanket | 266.03 |  | EA | CX | 0 | 1 | Stock |  |  | 39121457 | EC000490 | CADWELD | CADWELD Tools & Accessories | https://www.erico.com/part.asp?part=T306
T313 | 78285632338 | T313 |  | Card Cloth Brush | 25.51 |  | EA | CX | 0 | 1 | Stock |  |  | 39121457 | EC000149 | CADWELD | CADWELD Tools & Accessories | https://www.erico.com/part.asp?part=T313
T314 | 78285632339 | T314 |  | Wire Brush, Brush with Replaceable Brush Heads | 119.19 |  | EA | CX | 0 | 1 | Stock |  |  | 39121457 | EC000149 | CADWELD | CADWELD Tools & Accessories | https://www.erico.com/part.asp?part=T314
T314A | 78285632340 | T314A |  | Wire Brush, Replacement Brush Heads | 26.64 |  | EA | CX | 0 | 1 | Stock |  |  | 39121457 | EC000149 | CADWELD | CADWELD Tools & Accessories | https://www.erico.com/part.asp?part=T314A
T315A | 78285632345 | T315A |  | ERICO CADWELD Tool Kit, Complete Kit | 788.93 |  | EA | CX | 0 | 1 | Stock |  |  | 39121457 | EC000149 | CADWELD | CADWELD Tools & Accessories | https://www.erico.com/part.asp?part=T315A
T319 | 78285632319 | T319 |  | Galvanizing Bar | 76.52 |  | EA | CX | 0 | 1 | Stock |  | Zinc Alloy | 39121457 | EC011743 | CADWELD | CADWELD Tools & Accessories | https://www.erico.com/part.asp?part=T319
T320 | 78285630377 | T320 |  | Flint Ignitor | 21.08 |  | EA | CX | 0 | 10 | Stock |  |  | 39121457 | EC000490 | CADWELD | CADWELD Tools & Accessories | https://www.erico.com/part.asp?part=T320
T320A | 78285630378 | T320A |  | Replacement Flint | 2.03 |  | EA | CX | 0 | 10 | Stock |  |  | 39121457 | EC000490 | CADWELD | CADWELD Tools & Accessories | https://www.erico.com/part.asp?part=T320A
T321 | 78285632303 | T321 |  | Rasp | 384.63 |  | EA | CX | 0 | 1 | Stock |  |  | 39121457 | EC000806 | CADWELD | CADWELD Tools & Accessories | https://www.erico.com/part.asp?part=T321
T321A | 78285632341 | T321A |  | Rasp, Replacement Blade | 304.8 |  | EA | CX | 0 | 1 | Non-Stock |  |  | 39121457 | EC000806 | CADWELD | CADWELD Tools & Accessories | https://www.erico.com/part.asp?part=T321A
T328D | 78285632343 | T328D |  | Disk Kit | 25.88 |  | EA | CX | 0 | 1 | Stock |  | Steel | 39121457 | EC000490 | CADWELD | CADWELD Tools & Accessories | https://www.erico.com/part.asp?part=T328D
T329 | 78285632344 | T329 |  | File | 38.82 |  | EA | CX | 0 | 1 | Stock |  |  | 39121457 | EC002140 | CADWELD | CADWELD Tools & Accessories | https://www.erico.com/part.asp?part=T329
T331 | 78285632342 | T331 |  | Tool Tray | 176.89 |  | EA | CX | 0 | 1 | Stock |  |  | 39121457 | EC000181 | CADWELD | CADWELD Tools & Accessories | https://www.erico.com/part.asp?part=T331
T336 | 78285690578 | T336 |  | Wire Brush, Standard Brush | 51.34 |  | EA | CX | 0 | 1 | Non-Stock |  |  | 39121457 | EC000149 | CADWELD | CADWELD Tools & Accessories | https://www.erico.com/part.asp?part=T336
T343 | 78285677702 | T343 |  | ERICO CADWELD Tool Kit, Heavy-Duty Kit | 473.45 |  | EA | CX | 0 | 1 | Non-Stock |  |  | 39121457 | EC000149 | CADWELD | CADWELD Tools & Accessories | https://www.erico.com/part.asp?part=T343
T343R | 78285677710 | T343R |  | ERICO CADWELD Tool Kit, Heavy-Duty Kit with Rasp | 862.71 |  | EA | CX | 0 | 1 | Non-Stock |  |  | 39121457 | EC000149 | CADWELD | CADWELD Tools & Accessories | https://www.erico.com/part.asp?part=T343R
T372A | 78285632304 | T372A |  | Galvanizing Spray | 60.74 |  | EA | CX | 0 | 1 | Stock |  |  | 39121457 | EC000206 | CADWELD | CADWELD Tools & Accessories | https://www.erico.com/part.asp?part=T372A
T378L | 78285632347 | T378L |  | Canvas Glove with Leather Palm | 15.9 |  | EA | CX | 0 | 1 | Stock |  |  | 39121457 | EC002099 | CADWELD | CADWELD Tools & Accessories | https://www.erico.com/part.asp?part=T378L
T393 | 78285632348 | T393 |  | Safety Glasses | 35.83 |  | EA | CX | 0 | 1 | Stock |  | Polycarbonate | 39121457 | EC002098 | CADWELD | CADWELD Tools & Accessories | https://www.erico.com/part.asp?part=T393
T394 | 78285632349 | T394 |  | Mold Cleaning Brush, Narrow | 17.08 |  | EA | CX | 0 | 1 | Stock |  |  | 39121457 | EC000149 | CADWELD | CADWELD Tools & Accessories | https://www.erico.com/part.asp?part=T394
T396 | 78285632305 | T396 |  | Tool Box | 145.1 |  | EA | CX | 0 | 1 | Stock |  |  | 39121457 | EC000181 | CADWELD | CADWELD Tools & Accessories | https://www.erico.com/part.asp?part=T396
T403 | 78285600231 | T403 |  | Mold Sealer | 54 |  | EA | CX | 0 | 1 | Stock |  |  | 39121457 | EC000490 | CADWELD | CADWELD Tools & Accessories | https://www.erico.com/part.asp?part=T403
T416B | 78285633157 | T416B |  | Inspection Housing, High Density Polyethylene (HDPE), 13.1" OD, 10" | 70.37 |  | EA | A3 | 0 | 1 | Stock |  | High Density Polyethylene (HDPE) | 39121613 | EC002874 | Ground Matl & Access | Ground Rod Accessories | https://www.erico.com/part.asp?part=T416B
T416BH | 78285675058 | T416BH |  | Inspection Housing, High Density Polyethylene (HDPE), 13.1" OD, 10" | 87.69 |  | EA | A3 | 0 | 1 | Stock |  | High Density Polyethylene (HDPE) | 39121613 | EC002874 | Ground Matl & Access | Ground Rod Accessories | https://www.erico.com/part.asp?part=T416BH
T416C | 78285644884 | T416C |  | Inspection Housing with Conduit Cutout, High Density Polyethylene (HDPE), 24.38" OD, 18 1/4" | 210.12 |  | EA | A3 | 0 | 1 | Stock |  | High Density Polyethylene (HDPE) | 39121613 | EC002874 | Ground Matl & Access | Ground Rod Accessories | https://www.erico.com/part.asp?part=T416C
T427 | 78285638132 | T427 |  | Sleeve Kit | 265.76 |  | EA | CX | 0 | 1 | Stock |  |  | 39121457 | EC000005 | CADWELD | CADWELD Tools & Accessories | https://www.erico.com/part.asp?part=T427
TDS11002SR150 | 78285658535 | TDS11002SR150 |  | Transient Discriminating Surge Diverter, 100 kA Single Mode, 120-150 VAC Un | 292.35 |  | EA | E2 | 0 | 1 | Non-Stock |  |  | 39121610 | EC000941 | Surge Protection | Power Surge | https://www.erico.com/part.asp?part=TDS11002SR150
TDS11002SR240 | 78285658536 | TDS11002SR240 |  | Transient Discriminating Surge Diverter, 100 kA Single Mode, 220-240 VAC Un | 314.98 |  | EA | E2 | 0 | 1 | Non-Stock |  |  | 39121610 | EC000941 | Surge Protection | Power Surge | https://www.erico.com/part.asp?part=TDS11002SR240
TDS11002SR277 | 78285658537 | TDS11002SR277 |  | Transient Discriminating Surge Diverter, 100 kA Single Mode, 240-277 VAC Un | 304.06 |  | EA | E2 | 0 | 1 | Non-Stock |  |  | 39121610 | EC000941 | Surge Protection | Power Surge | https://www.erico.com/part.asp?part=TDS11002SR277
TDS11002SR560 | 78285658538 | TDS11002SR560 |  | Transient Discriminating Surge Diverter, 100 kA Single Mode, 480-560 VAC Un | 289.67 |  | EA | E2 | 0 | 1 | Non-Stock |  |  | 39121610 | EC000941 | Surge Protection | Power Surge | https://www.erico.com/part.asp?part=TDS11002SR560
TDS1301T150 | 78285662177 | TDS1301T150 |  | Transient Discriminating Surge Diverter, 20 kA Three Mode, 120-150 VAC Un | 207.23 |  | EA | E2 | 0 | 1 | Non-Stock |  |  | 39121610 | EC000941 | Surge Protection | Power Surge | https://www.erico.com/part.asp?part=TDS1301T150
TDS1301T240 | 78285662178 | TDS1301T240 |  | Transient Discriminating Surge Diverter, 20 kA Three Mode, 220-240 VAC Un | 194.68 |  | EA | E2 | 0 | 1 | Non-Stock |  |  | 39121610 | EC000941 | Surge Protection | Power Surge | https://www.erico.com/part.asp?part=TDS1301T240
TDS1301TR150 | 78285662175 | TDS1301TR150 |  | Transient Discriminating Surge Diverter, 20 kA Three Mode, 120-150 VAC Un, Remote Contacts | 214.25 |  | EA | E2 | 0 | 1 | Stock |  |  | 39121610 | EC000941 | Surge Protection | Power Surge | https://www.erico.com/part.asp?part=TDS1301TR150
TDS1301TR240 | 78285662174 | TDS1301TR240 |  | Transient Discriminating Surge Diverter, 20 kA Three Mode, 220-240 VAC Un, Remote Contacts | 216.32 |  | EA | E2 | 0 | 1 | Stock |  |  | 39121610 | EC000941 | Surge Protection | Power Surge | https://www.erico.com/part.asp?part=TDS1301TR240
TDS130M150 | 78285662249 | TDS130M150 |  | TDS130 Replacement Module, 120-150 VAC Un | 150.26 |  | EA | E2 | 0 | 1 | Non-Stock |  |  | 39121610 | EC000941 | Surge Protection | Power Surge | https://www.erico.com/part.asp?part=TDS130M150
TDS130M240 | 78285662251 | TDS130M240 |  | TDS130 Replacement Module, 220-240 VAC Un | 144.65 |  | EA | E2 | 0 | 1 | Non-Stock |  |  | 39121610 | EC000941 | Surge Protection | Power Surge | https://www.erico.com/part.asp?part=TDS130M240
TDS1501SR150 | 78285658531 | TDS1501SR150 |  | Transient Discriminating Surge Diverter, 50 kA Single Mode, 120-150 VAC Un | 167.43 |  | EA | E2 | 0 | 1 | Non-Stock |  |  | 39121610 | EC000941 | Surge Protection | Power Surge | https://www.erico.com/part.asp?part=TDS1501SR150
TDS1501SR240 | 78285658532 | TDS1501SR240 |  | Transient Discriminating Surge Diverter, 50 kA Single Mode, 220-240 VAC Un | 167.43 |  | EA | E2 | 0 | 1 | Non-Stock |  |  | 39121610 | EC000941 | Surge Protection | Power Surge | https://www.erico.com/part.asp?part=TDS1501SR240
TDS1501SR277 | 78285658533 | TDS1501SR277 |  | Transient Discriminating Surge Diverter, 50 kA Single Mode, 240-277 VAC Un | 156.78 |  | EA | E2 | 0 | 1 | Non-Stock |  |  | 39121610 | EC000941 | Surge Protection | Power Surge | https://www.erico.com/part.asp?part=TDS1501SR277
TDS1502BR240 | 78285660519 | TDS1502BR240 |  | Transient Discriminating Surge Diverter, 50 kA Two Mode, 220-240 VAC Un | 300.89 |  | EA | E2 | 0 | 1 | Non-Stock |  |  | 39121610 | EC000941 | Surge Protection | Power Surge | https://www.erico.com/part.asp?part=TDS1502BR240
TDS150M150 | 78285658539 | TDS150M150 |  | TDS Replacement Module, 120-150 VAC Un | 142.55 |  | EA | E2 | 0 | 1 | Stock |  |  | 39121610 | EC000941 | Surge Protection | Power Surge | https://www.erico.com/part.asp?part=TDS150M150
TDS150M240 | 78285658540 | TDS150M240 |  | TDS Replacement Module, 220-240 VAC Un | 142.55 |  | EA | E2 | 0 | 1 | Non-Stock |  |  | 39121610 | EC000941 | Surge Protection | Power Surge | https://www.erico.com/part.asp?part=TDS150M240
TDS150M277 | 78285658541 | TDS150M277 |  | TDS Replacement Module, 240-277 VAC Un | 142.55 |  | EA | E2 | 0 | 1 | Stock |  |  | 39121610 | EC000941 | Surge Protection | Power Surge | https://www.erico.com/part.asp?part=TDS150M277
TDS150M440 | 78285668487 | TDS150M440 |  | TDS Replacement Module, 420-440 VAC Un | 118.38 |  | EA | E2 | 0 | 1 | Non-Stock |  |  | 39121610 | EC000941 | Surge Protection | Power Surge | https://www.erico.com/part.asp?part=TDS150M440
TDS150M560 | 78285658542 | TDS150M560 |  | TDS Replacement Module, 480-560 VAC Un | 148.25 |  | EA | E2 | 0 | 1 | Stock |  |  | 39121610 | EC000941 | Surge Protection | Power Surge | https://www.erico.com/part.asp?part=TDS150M560
TDS350TNC150 | 78285658545 | TDS350TNC150 |  | Transient Discriminating Surge Diverter, 50 kA TNC System, 120-150 VAC Un | 532.31 |  | EA | E2 | 0 | 1 | Non-Stock |  |  | 39121610 | EC000941 | Surge Protection | Power Surge | https://www.erico.com/part.asp?part=TDS350TNC150
TDS350TT150 | 78285658543 | TDS350TT150 |  | Transient Discriminating Surge Diverter, 50 kA TT System, 120-150 VAC Un | 724.04 |  | EA | E2 | 0 | 1 | Non-Stock |  |  | 39121610 | EC000941 | Surge Protection | Power Surge | https://www.erico.com/part.asp?part=TDS350TT150
TDS350TT277 | 78285658544 | TDS350TT277 |  | Transient Discriminating Surge Diverter, 50 kA TT System, 240-277 VAC Un | 677.97 |  | EA | E2 | 0 | 1 | Non-Stock |  |  | 39121610 | EC000941 | Surge Protection | Power Surge | https://www.erico.com/part.asp?part=TDS350TT277
TDS350TT560 | 78285667321 | TDS350TT560 |  | Transient Discriminating Surge Diverter, 50 kA TT System, 480-560 VAC Un | 724.04 |  | EA | E2 | 0 | 1 | Non-Stock |  |  | 39121610 | EC000941 | Surge Protection | Power Surge | https://www.erico.com/part.asp?part=TDS350TT560
TDS50120240 | 78285644044 | TDS50120240 |  | Transient Discriminating Surge Diverter, 50 kA Three Mode | 411.01 |  | EA | E2 | 0 | 1 | Stock |  |  | 39121610 | EC000941 | Surge Protection | Power Surge | https://www.erico.com/part.asp?part=TDS50120/240
TDS50240 | 78285644043 | TDS50240 |  | Transient Discriminating Surge Diverter, 50 kA AU Three Mode | 412.89 |  | EA | E2 | 0 | 1 | Non-Stock |  |  | 39121610 | EC000941 | Surge Protection | Power Surge | https://www.erico.com/part.asp?part=TDS50240
TDSGAPA14 | 78285678938 | TDSGAPA14 |  | Theft-Deterrent Grounding Busbar, Pole Mount Assembly | 320.75 |  | EA | B1 | 0 | 1 | Non-Stock | Tinned | Copper, Stainless Steel 304 (EN 1.4301), Stainless Steel 18-8 (EN 1.4305), Nylon | 26121541 | EC000490 | Ground Matl & Access | Fabricated Grounding Prod | https://www.erico.com/part.asp?part=TDSGAPA14
TDSGAU14 | 78285678939 | TDSGAU14 |  | Theft Deterrent Ground Assembly, Universal Mount | 310.07 |  | EA | B1 | 0 | 1 | Non-Stock |  |  |  |  | Ground Matl & Access | Fabricated Grounding Prod | https://www.erico.com/part.asp?part=TDSGAU14
TDSGAWB17 | 78285678940 | TDSGAWB17 |  | Theft-Deterrent Grounding Busbar, Wall Mount Assembly | 384.91 |  | EA | B1 | 0 | 1 | Stock | Tinned | Copper, Aluminum, Stainless Steel 304 (EN 1.4301), Stainless Steel 18-8 (EN 1.4305), Nylon | 26121541 | EC000490 | Ground Matl & Access | Fabricated Grounding Prod | https://www.erico.com/part.asp?part=TDSGAWB17
TDSMT120 | 78285644096 | TDSMT120 |  | Transient Discriminating MOVTEC, 110-120 V Un, 80 kA 8/20 ?s Nominal Discharge Current (In), Per Mode | 925.41 |  | EA | E2 | 0 | 1 | Stock |  |  | 39121610 | EC000941 | Surge Protection | Power Surge | https://www.erico.com/part.asp?part=TDSMT120
TDSMT277 | 78285644097 | TDSMT277 |  | Transient Discriminating MOVTEC, 230-277 V Un, 80 kA 8/20 ?s Nominal Discharge Current (In), Per Mode | 876.06 |  | EA | E2 | 0 | 1 | Stock |  |  | 39121610 | EC000941 | Surge Protection | Power Surge | https://www.erico.com/part.asp?part=TDSMT277
TDSMT480 | 78285647513 | TDSMT480 |  | Transient Discriminating MOVTEC, 480 V Un, 80 kA 8/20 ?s Nominal Discharge Current (In), Per Mode | 683.83 |  | EA | E2 | 0 | 1 | Non-Stock |  |  | 39121610 | EC000941 | Surge Protection | Power Surge | https://www.erico.com/part.asp?part=TDSMT480
TDSSC | 78285644045 | TDSSC |  | Surge Counter, Mechanical Display | 610.17 |  | EA | E2 | 0 | 1 | Non-Stock |  |  | 39121610 | EC000941 | Surge Protection | Surge Accessories | https://www.erico.com/part.asp?part=TDSSC
TDX100C120 | 78285659318 | TDX100C120 |  | Compact TDX Panel Protector, 100 kA, 120 V Un | 808.34 |  | EA | E2 | 0 | 1 | Non-Stock |  |  | 39121610 | EC000941 | Surge Protection | Power Surge | https://www.erico.com/part.asp?part=TDX100C120
TDX100C120208 | 78285659321 | TDX100C120208 |  | Compact TDX Panel Protector, 100 kA, 120/208 V Un | 988.47 |  | EA | E2 | 0 | 1 | Non-Stock |  |  |  |  | Surge Protection | Power Surge | https://www.erico.com/part.asp?part=TDX100C120/208
TDX100C120240 | 78285659320 | TDX100C120240 |  | Compact TDX Panel Protector, 100 kA, 120/240 V Un | 846.97 |  | EA | E2 | 0 | 1 | Non-Stock |  |  |  |  | Surge Protection | Power Surge | https://www.erico.com/part.asp?part=TDX100C120/240
TDX100C240 | 78285659319 | TDX100C240 |  | Compact TDX Panel Protector, 100 kA, 240 VAC Un | 869.46 |  | EA | E2 | 0 | 1 | Non-Stock |  |  | 39121610 | EC000941 | Surge Protection | Power Surge | https://www.erico.com/part.asp?part=TDX100C240
TDX100C277480 | 78285659322 | TDX100C277480 |  | Compact TDX Panel Protector, 100 kA, 277/480 V Un | 988.47 |  | EA | E2 | 0 | 1 | Non-Stock |  |  |  |  | Surge Protection | Power Surge | https://www.erico.com/part.asp?part=TDX100C277/480
TDX100C347600 | 78285659323 | TDX100C347600 |  | Compact TDX Panel Protector, 100 kA, 347/600 V Un | 988.47 |  | EA | E2 | 0 | 1 | Non-Stock |  |  |  |  | Surge Protection | Power Surge | https://www.erico.com/part.asp?part=TDX100C347/600
TDX100M120208 | 78285659324 | TDX100M120208 |  | PROTECTOR,SURGE,TDX100M,3P,120/208V,4W+G,100KA/PHA | 1623.63 |  | EA | E2 | 0 | 1 | Non-Stock |  |  |  |  | Surge Protection | Power Surge | https://www.erico.com/part.asp?part=TDX100M120/208
TDX100M120240 | 78285659329 | TDX100M120240 |  | PROTECTOR,SURGE,TDX100M,2P,120/240V,3W+G,100KA/PHA | 1563.04 |  | EA | E2 | 0 | 1 | Non-Stock |  |  |  |  | Surge Protection | Power Surge | https://www.erico.com/part.asp?part=TDX100M120/240
TDX100M120/240D | 78285659329 | TDX100M120/240D |  | Modular TDX Panel Protector, 100 kA, 120/240 V Un, 3Ph? 4W+G Distribution System | 1792.98 |  | EA | E2 | 0 | 1 | Non-Stock |  |  | 39121610 | EC000941 | Surge Protection | Power Surge | https://www.erico.com/part.asp?part=TDX100M120/240D
TDX100M240D | 78285659330 | TDX100M240D |  | Modular TDX Panel Protector, 100 kA, 240 VAC Un, 3Ph? 3W+G Distribution System | 1769.53 |  | EA | E2 | 0 | 1 | Stock |  |  | 39121610 | EC000941 | Surge Protection | Power Surge | https://www.erico.com/part.asp?part=TDX100M240D
TDX100M277480 | 78285659382 | TDX100M277480 |  | Modular TDX Panel Protector, 100 kA, 277/480 V Un, 3Ph 4W+G Distribution System | 1563.04 |  | EA | E2 | 0 | 1 | Non-Stock |  |  |  |  | Surge Protection | Power Surge | https://www.erico.com/part.asp?part=TDX100M277/480
TDX100M277480TT | 78285659326 | TDX100M277480TT |  | Modular TDX Panel Protector, 100 kA, 277/480 V Un, 3Ph 4W+G Distribution System | 1490.67 |  | EA | E2 | 0 | 1 | Non-Stock |  |  |  |  | Surge Protection | Power Surge | https://www.erico.com/part.asp?part=TDX100M277/480T
TDX100M480D | 78285659332 | TDX100M480D |  | Modular TDX Panel Protector, 100 kA, 480 V Un, 3Ph? 3W+G Distribution System | 1674.72 |  | EA | E2 | 0 | 1 | Stock |  |  | 39121610 | EC000941 | Surge Protection | Power Surge | https://www.erico.com/part.asp?part=TDX100M480D
TDX100S120208 | 78285659384 | TDX100S120208 |  | Modular TDX Panel Protector, 100 kA with Surge Counter, 120/208 V Un, 3Ph 4W+G Distribution System | 1811.53 |  | EA | E2 | 0 | 1 | Non-Stock |  |  |  |  | Surge Protection | Power Surge | https://www.erico.com/part.asp?part=TDX100S120/208
TDX100S120240 | 78285659399 | TDX100S120240 |  | Modular TDX Panel Protector, 100 kA with Surge Counter, 120/240 V Un, 1Ph 3W+G Distribution System | 1530.53 |  | EA | E2 | 0 | 1 | Non-Stock |  |  |  |  | Surge Protection | Power Surge | https://www.erico.com/part.asp?part=TDX100S120/240
TDX100S120240D | 78285659388 | TDX100S120240D |  | Modular TDX Panel Protector, 100 kA with Surge Counter, 120/240 V Un, 3Ph? 4W+G Distribution System | 1811.53 |  | EA | E2 | 0 | 1 | Non-Stock |  |  |  |  | Surge Protection | Power Surge | https://www.erico.com/part.asp?part=TDX100S120/240D
TDX100S240D | 78285659389 | TDX100S240D |  | Modular TDX Panel Protector, 100 kA with Surge Counter, 240 VAC Un, 3Ph? 3W+G Distribution System | 2024.99 |  | EA | E2 | 0 | 1 | Non-Stock |  |  | 39121610 | EC000941 | Surge Protection | Power Surge | https://www.erico.com/part.asp?part=TDX100S240D
TDX100S277480 | 78285659385 | TDX100S277480 |  | Modular TDX Panel Protector, 100 kA with Surge Counter, 277/480 V Un, 3Ph 4W+G Distribution System | 1811.53 |  | EA | E2 | 0 | 1 | Non-Stock |  |  |  |  | Surge Protection | Power Surge | https://www.erico.com/part.asp?part=TDX100S277/480
TDX100S277480T | 78285659386 | TDX100S277480T |  | Modular TDX Panel Protector, 100 kA with Surge Counter, 277/480 V Un, 3Ph 4W+G Distribution System | 1914.71 |  | EA | E2 | 0 | 1 | Non-Stock |  |  |  |  | Surge Protection | Power Surge | https://www.erico.com/part.asp?part=TDX100S277/480T
TDX100S347600 | 78285659387 | TDX100S347600 |  | Modular TDX Panel Protector, 100 kA with Surge Counter, 347/600 V Un, 3Ph 4W+G Distribution System | 1549.33 |  | EA | E2 | 0 | 1 | Non-Stock |  |  |  |  | Surge Protection | Power Surge | https://www.erico.com/part.asp?part=TDX100S347/600
TDX100S480D | 78285659390 | TDX100S480D |  | Modular TDX Panel Protector, 100 kA with Surge Counter, 480 V Un, 3Ph? 3W+G Distribution System | 1934.42 |  | EA | E2 | 0 | 1 | Non-Stock |  |  | 39121610 | EC000941 | Surge Protection | Power Surge | https://www.erico.com/part.asp?part=TDX100S480D
TDX200C120208 | 78285667019 | TDX200C120208 |  | Compact TDX Panel Protector, 200 kA, 120/208 V Un | 1778.17 |  | EA | E2 | 0 | 1 | Stock |  |  | 39121610 | EC000941 | Surge Protection | Power Surge | https://www.erico.com/part.asp?part=TDX200C120/208
TDX200C120240 | 78285667020 | TDX200C120240 |  | Compact TDX Panel Protector, 200 kA, 120/240 V Un | 1548.19 |  | EA | E2 | 0 | 1 | Stock |  |  | 39121610 | EC000941 | Surge Protection | Power Surge | https://www.erico.com/part.asp?part=TDX200C120/240
TDX200C277/480 | 78285667018 | TDX200C277/480 |  | Compact TDX Panel Protector, 200 kA, 277/480 V Un | 1778.17 |  | EA | E2 | 0 | 1 | Stock |  |  | 39121610 | EC000941 | Surge Protection | Power Surge | https://www.erico.com/part.asp?part=TDX200C277/480
TDX200CFPP | 78285669058 | TDX200CFPP |  | TDX Flush Plate, Thermoplastic, Compact TDX 200 kA, 0.47" | 311.37 |  | EA | E2 | 0 | 1 | Non-Stock |  | Thermoplastic | 31162506 | EC000007 | Surge Protection | Power Surge | https://www.erico.com/part.asp?part=TDX200CFPP
TDX200M120208 | 78285659334 | TDX200M120208 |  | Modular TDX Panel Protector, 200 kA, 120/208 V Un, 3Ph 4W+G Distribution System | 2706.3 |  | EA | E2 | 0 | 1 | Non-Stock |  |  |  |  | Surge Protection | Power Surge | https://www.erico.com/part.asp?part=TDX200M120/208
TDX200M120240 | 78285659333 | TDX200M120240 |  | Modular TDX Panel Protector, 200 kA, 120/240 V Un, 1Ph 3W+G Distribution System | 2303.05 |  | EA | E2 | 0 | 1 | Non-Stock |  |  |  |  | Surge Protection | Power Surge | https://www.erico.com/part.asp?part=TDX200M120/240
TDX200M120240D | 78285659338 | TDX200M120240D |  | Modular TDX Panel Protector, 200 kA, 120/240 V Un, 3Ph? 4W+G Distribution System | 2706.3 |  | EA | E2 | 0 | 1 | Non-Stock |  |  |  |  | Surge Protection | Power Surge | https://www.erico.com/part.asp?part=TDX200M120/240D
TDX200M240D | 78285659339 | TDX200M240D |  | Modular TDX Panel Protector, 200 kA, 240 VAC Un, 3Ph? 3W+G Distribution System | 3139.77 |  | EA | E2 | 0 | 1 | Non-Stock |  |  | 39121610 | EC000941 | Surge Protection | Power Surge | https://www.erico.com/part.asp?part=TDX200M240D
TDX200M277480 | 78285659383 | TDX200M277480 |  | Modular TDX Panel Protector, 200 kA, 277/480 V Un, 3Ph 4W+G Distribution System | 2674.55 |  | EA | E2 | 0 | 1 | Non-Stock |  |  |  |  | Surge Protection | Power Surge | https://www.erico.com/part.asp?part=TDX200M277/480
TDX200M277480TT | 78285659335 | TDX200M277480TT |  | Modular TDX Panel Protector, 200 kA, 277/480 V Un, 3Ph 4W+G Distribution System | 2522.08 |  | EA | E2 | 0 | 1 | Non-Stock |  |  |  |  | Surge Protection | Power Surge | https://www.erico.com/part.asp?part=TDX200M277/480T
TDX200M347600 | 78285659337 | TDX200M347600 |  | Modular TDX Panel Protector, 200 kA, 347/600 V Un, 3Ph 4W+G Distribution System | 2706.3 |  | EA | E2 | 0 | 1 | Non-Stock |  |  |  |  | Surge Protection | Power Surge | https://www.erico.com/part.asp?part=TDX200M347/600
TDX200M480D | 78285659331 | TDX200M480D |  | Modular TDX Panel Protector, 200 kA, 480 V Un, 3Ph? 3W+G Distribution System | 2942.2 |  | EA | E2 | 0 | 1 | Stock |  |  | 39121610 | EC000941 | Surge Protection | Power Surge | https://www.erico.com/part.asp?part=TDX200M480D
TDX200S120208 | 78285659392 | TDX200S120208 |  | Modular TDX Panel Protector, 200 kA with Surge Counter, 120/208 V Un, 3Ph 4W+G Distribution System | 2941.43 |  | EA | E2 | 0 | 1 | Non-Stock |  |  |  |  | Surge Protection | Power Surge | https://www.erico.com/part.asp?part=TDX200S120/208
TDX200S120240 | 78285659391 | TDX200S120240 |  | Modular TDX Panel Protector, 200 kA with Surge Counter, 120/240 V Un, 1Ph 3W+G Distribution System | 2471.13 |  | EA | E2 | 0 | 1 | Non-Stock |  |  |  |  | Surge Protection | Power Surge | https://www.erico.com/part.asp?part=TDX200S120/240
TDX200S120240D | 78285659396 | TDX200S120240D |  | Modular TDX Panel Protector, 200 kA with Surge Counter, 120/240 V Un, 3Ph? 4W+G Distribution System | 2941.43 |  | EA | E2 | 0 | 1 | Non-Stock |  |  |  |  | Surge Protection | Power Surge | https://www.erico.com/part.asp?part=TDX200S120/240D
TDX200S240D | 78285659397 | TDX200S240D |  | Modular TDX Panel Protector, 200 kA with Surge Counter, 240 VAC Un, 3Ph? 3W+G Distribution System | 3262.13 |  | EA | E2 | 0 | 1 | Non-Stock |  |  | 39121610 | EC000941 | Surge Protection | Power Surge | https://www.erico.com/part.asp?part=TDX200S240D
TDX200S277480 | 78285659393 | TDX200S277480 |  | Modular TDX Panel Protector, 200 kA with Surge Counter, 277/480 V Un, 3Ph 4W+G Distribution System | 3029.72 |  | EA | E2 | 0 | 1 | Non-Stock |  |  |  |  | Surge Protection | Power Surge | https://www.erico.com/part.asp?part=TDX200S277/480
TDX200S277480T | 78285659394 | TDX200S277480T |  | Modular TDX Panel Protector, 200 kA with Surge Counter, 277/480 V Un, 3Ph 4W+G Distribution System | 2500.85 |  | EA | E2 | 0 | 1 | Non-Stock |  |  |  |  | Surge Protection | Power Surge | https://www.erico.com/part.asp?part=TDX200S277/480T
TDX200S347600 | 78285659395 | TDX200S347600 |  | Modular TDX Panel Protector, 200 kA with Surge Counter, 347/600 V Un, 3Ph 4W+G Distribution System | 2516.47 |  | EA | E2 | 0 | 1 | Non-Stock |  |  |  |  | Surge Protection | Power Surge | https://www.erico.com/part.asp?part=TDX200S347/600
TDX200S480D | 78285659398 | TDX200S480D |  | Modular TDX Panel Protector, 200 kA with Surge Counter, 480 V Un, 3Ph? 3W+G Distribution System | 3116.21 |  | EA | E2 | 0 | 1 | Stock |  |  | 39121610 | EC000941 | Surge Protection | Power Surge | https://www.erico.com/part.asp?part=TDX200S480D
TDX300S120208 | 78285667866 | TDX300S120208 |  | Modular TDX Panel Protector, 300 kA, 3Ph 4W+G Distribution System, 170/276 VAC | 4537.24 |  | EA | E2 | 0 | 1 | Non-Stock |  |  | 39121610 | EC000941 | Surge Protection | Power Surge | https://www.erico.com/part.asp?part=TDX300S120/208
TDX300S120240 | 78285667867 | TDX300S120240 |  | Modular TDX Panel Protector, 300 kA, 1Ph 3W+G Distribution System, 170/276 VAC | 3978.85 |  | EA | E2 | 0 | 1 | Stock |  |  | 39121610 | EC000941 | Surge Protection | Power Surge | https://www.erico.com/part.asp?part=TDX300S120/240
TDX300S277480 | 78285667865 | TDX300S277480 |  | Modular TDX Panel Protector, 300 kA, 3Ph 4W+G Distribution System, 320/550 VAC | 4717.09 |  | EA | E2 | 0 | 1 | Stock |  |  | 39121610 | EC000941 | Surge Protection | Power Surge | https://www.erico.com/part.asp?part=TDX300S277/480
TDX400S120208 | 78285666735 | TDX400S120208 |  | Modular TDX Panel Protector, 400 kA, 120/208 V Un, 3Ph 4W+G Distribution System | 6190.95 |  | EA | E2 | 0 | 1 | Stock |  |  | 39121610 | EC000941 | Surge Protection | Power Surge | https://www.erico.com/part.asp?part=TDX400S120/208
TDX400S120240 | 78285667862 | TDX400S120240 |  | Modular TDX Panel Protector, 400 kA, 120/240 V Un, 1Ph 3W+G Distribution System | 4879.33 |  | EA | E2 | 0 | 1 | Stock |  |  | 39121610 | EC000941 | Surge Protection | Power Surge | https://www.erico.com/part.asp?part=TDX400S120/240
TDX400S277/480 | 78285666736 | TDX400S277/480 |  | Modular TDX Panel Protector, 400 kA, 277/480 V Un, 3Ph 4W+G Distribution System | 5935.73 |  | EA | E2 | 0 | 1 | Stock |  |  | 39121610 | EC000941 | Surge Protection | Power Surge | https://www.erico.com/part.asp?part=TDX400S277/480
TDX50C120 | 78285659309 | TDX50C120 |  | Compact TDX Panel Protector, 50 kA, 120 V Un | 603.65 |  | EA | E2 | 0 | 1 | Non-Stock |  |  | 39121610 | EC000941 | Surge Protection | Power Surge | https://www.erico.com/part.asp?part=TDX50C120
TDX50C120208 | 78285659313 | TDX50C120208 |  | Compact TDX Panel Protector, 50 kA, 120/208 V Un | 765.84 |  | EA | E2 | 0 | 1 | Stock |  |  | 39121610 | EC000941 | Surge Protection | Power Surge | https://www.erico.com/part.asp?part=TDX50C120/208
TDX50C120240 | 78285659312 | TDX50C120240 |  | Compact TDX Panel Protector, 50 kA, 120/240 V Un | 619.28 |  | EA | E2 | 0 | 1 | Non-Stock |  |  |  |  | Surge Protection | Power Surge | https://www.erico.com/part.asp?part=TDX50C120/240
TDX50C120240D | 78285659316 | TDX50C120240D |  | Compact TDX Panel Protector, 50 kA, Delta Service Configuration, 120/240 V Un | 759.78 |  | EA | E2 | 0 | 1 | Non-Stock |  |  |  |  | Surge Protection | Power Surge | https://www.erico.com/part.asp?part=TDX50C120/240D
TDX50C240 | 78285659311 | TDX50C240 |  | Compact TDX Panel Protector, 50 kA, 240 VAC Un | 556 |  | EA | E2 | 0 | 1 | Non-Stock |  |  | 39121610 | EC000941 | Surge Protection | Power Surge | https://www.erico.com/part.asp?part=TDX50C240
TDX50C277/480 | 78285659314 | TDX50C277/480 |  | Compact TDX Panel Protector, 50 kA, 277/480 V Un | 751.84 |  | EA | E2 | 0 | 1 | Non-Stock |  |  |  |  | Surge Protection | Power Surge | https://www.erico.com/part.asp?part=TDX50C277/480
TDX50C347600 | 78285659315 | TDX50C347600 |  | Compact TDX Panel Protector, 50 kA, 347/600 V Un | 730.55 |  | EA | E2 | 0 | 1 | Non-Stock |  |  |  |  | Surge Protection | Power Surge | https://www.erico.com/part.asp?part=TDX50C347/600
TDXCFP | 78285659355 | TDXCFP |  | TDX Flush Plate, Metal, Compact TDX 50/100 kA, 0.47" | 93.4 |  | EA | E2 | 0 | 1 | Stock |  | Metal | 31162506 | EC000007 | Surge Protection | Power Surge | https://www.erico.com/part.asp?part=TDXCFP
TDXFUSE | 78285659361 | TDXFUSE |  | Replacement Fuse for Modular TDX Panel Protector | 66.35 |  | EA | E2 | 0 | 1 | Non-Stock |  |  | 39121611 | EC000774 | Surge Protection | Power Surge | https://www.erico.com/part.asp?part=TDXFUSE
TDXM100FP | 78285659356 | TDXM100FP |  | TDX Flush Plate, Steel, Modular TDX 100 kA, 0.47" | 120.15 |  | EA | E2 | 0 | 1 | Stock |  | Steel | 31162506 | EC000007 | Surge Protection | Power Surge | https://www.erico.com/part.asp?part=TDXM100FP
TDXM200FP | 78285659357 | TDXM200FP |  | TDX Flush Plate, Steel, Modular TDX 200 kA, 0.47" | 150.91 |  | EA | E2 | 0 | 1 | Non-Stock |  | Steel | 31162506 | EC000007 | Surge Protection | Power Surge | https://www.erico.com/part.asp?part=TDXM200FP
TDXSM | 78285659872 | TDXSM |  | Side-Mount Kit for TDX Panel Protector | 81.26 |  | EA | E2 | 0 | 1 | Stock |  |  | 31162506 | EC002625 | Surge Protection | Power Surge | https://www.erico.com/part.asp?part=TDXSM
LPS663CTO | 78285674056 | LPS663CTO |  | Through Roof/Wall Threaded Rod, 5/8 UNC | 2.56 | 1.024 | IN | F2 | 0 | in | Non-Stock |  | Stainless Steel 18-8 (EN 1.4305) | 39121621 | EC000508 | Lightning Protection | Conventional Protection | https://www.erico.com/part.asp?part=LPS663CTO
LPS815 | 78285659023 | LPS815 |  | Stamped Standing Seam Clamp | 10.4 | 4.16 | EA | F2 | 0 | 1 | Stock |  | Stainless Steel 18-8 (EN 1.4305) | 39121621 | EC000513 | Lightning Protection | Conventional Protection | https://www.erico.com/part.asp?part=LPS815
TGC2G | 78285662059 | TGC2G |  | Transformer Tank Grounding Connector with Rotating Eye Bolt, #10 Solid-2/0 Stranded | 12.51 |  | EA | A2 | 0 | 50 | Stock |  | Bronze, Stainless Steel 302 (EN 1.4324), Stainless Steel 304 (EN 1.4301) | 46182103 | EC000490 | Ground Matl & Access | Connectors | https://www.erico.com/part.asp?part=TGC2/0
TR58EP | 78285664169 | TR58EP |  | GROUND ROD,PROTECTOR,5/8 TINNED | 15.13 |  | EA | A1 | 0 | 100 | Stock |  | Copper |  |  | Ground Rods | Copper-Bonded Ground Rods | https://www.erico.com/part.asp?part=TR58EP
TSF120MTDS | 78285685321 | TSF120MTDS |  | TSF Replacement Module, 170 VAC | 149.64 |  | EA | E2 | 0 | 1 | Stock |  |  | 39121610 | EC000941 | Surge Protection | Power Surge | https://www.erico.com/part.asp?part=TSF120MTDS
TSF20A120V | 78285679981 | TSF20A120V |  | Transient Surge Filter, 120 V Un, 20 A | 534.41 |  | EA | E2 | 0 | 1 | Stock |  |  | 39121610 | EC002564 | Surge Protection | Power Surge | https://www.erico.com/part.asp?part=TSF20A120V
TSF20A240V | 78285679982 | TSF20A240V |  | Transient Surge Filter, 240 V Un, 20 A | 577.15 |  | EA | E2 | 0 | 1 | Non-Stock |  |  | 39121610 | EC002564 | Surge Protection | Power Surge | https://www.erico.com/part.asp?part=TSF20A240V
TSF240MTDS | 78285685320 | TSF240MTDS |  | TSF Replacement Module, 275 VAC | 157.12 |  | EA | E2 | 0 | 1 | Stock |  |  | 39121610 | EC000941 | Surge Protection | Power Surge | https://www.erico.com/part.asp?part=TSF240MTDS
TSF24MDSD | 78285685318 | TSF24MDSD |  | TSF Replacement Module | 148.26 |  | EA | E2 | 0 | 24 | Non-Stock |  |  | 39121610 | EC000941 | Surge Protection | Power Surge | https://www.erico.com/part.asp?part=TSF24MDSD
TSF6A120V | 78285679979 | TSF6A120V |  | Transient Surge Filter, 120 V Un, 6 A | 395.46 |  | EA | E2 | 0 | 1 | Stock |  |  | 39121610 | EC002564 | Surge Protection | Power Surge | https://www.erico.com/part.asp?part=TSF6A120V
TSF6A240V | 78285679980 | TSF6A240V |  | Transient Surge Filter, 240 V Un, 6 A | 406.13 |  | EA | E2 | 0 | 1 | Stock |  |  | 39121610 | EC002564 | Surge Protection | Power Surge | https://www.erico.com/part.asp?part=TSF6A240V
TSF6A24V | 78285685319 | TSF6A24V |  | Transient Surge Filter, 24 V Un, 6 A | 384.76 |  | EA | E2 | 0 | 1 | Stock |  |  | 39121610 | EC002564 | Surge Protection | Power Surge | https://www.erico.com/part.asp?part=TSF6A24V
LPT302 | 78285658743 | LPT302 |  | Stamped Adjustable Air Terminal Base Bending Tool | 995.12 | 398.048 | EA | F2 | 0 | 1 | Stock |  |  | 39121621 | EC001626 | Lightning Protection | Conventional Protection | https://www.erico.com/part.asp?part=LPT302
UGP719 | 78285660249 | UGP719 |  | Copper Utility Ground Plate, SRGC46 Connector, 19 1/4" x 7 1/2" x 1/16" | 121.07 |  | EA | B1 | 0 | 1 | Non-Stock |  |  | 39121613 | EC010695 | Ground Matl & Access | Fabricated Grounding Prod | https://www.erico.com/part.asp?part=UGP719
UGP719SBP5 | 78285662842 | UGP719SBP5 |  | Copper Utility Ground Plate, ESB2 Split Bolt Connector, 19 1/4" x 7 1/2" x 1/16" | 142.69 |  | EA | B1 | 0 | 5 | Non-Stock |  |  | 39121613 | EC010695 | Ground Matl & Access | Fabricated Grounding Prod | https://www.erico.com/part.asp?part=UGP719SBP5
UGP738 | 78285660250 | UGP738 |  | Copper Utility Ground Plate, SRGC46 Connector, 38 1/2" x 7 1/2" x 1/16" | 192.88 |  | EA | B1 | 0 | 1 | Non-Stock |  |  | 39121613 | EC010695 | Ground Matl & Access | Fabricated Grounding Prod | https://www.erico.com/part.asp?part=UGP738
UGP738P5 | 78285660889 | UGP738P5 |  | Copper Utility Ground Plate, SRGC46 Connector, 38 1/2" x 7 1/2" x 1/16" | 198.43 |  | EA | B1 | 0 | 5 | Stock |  |  | 39121613 | EC010695 | Ground Matl & Access | Fabricated Grounding Prod | https://www.erico.com/part.asp?part=UGP738P5
UGP738SBP5 | 78285662843 | UGP738SBP5 |  | Copper Utility Ground Plate, ESB2 Split Bolt Connector, 38 1/2" x 7 1/2" x 1/16" | 250.2 |  | EA | B1 | 0 | 5 | Stock |  |  | 39121613 | EC010695 | Ground Matl & Access | Fabricated Grounding Prod | https://www.erico.com/part.asp?part=UGP738SBP5
UTB110DP | 78285662221 | UTB110DP |  | Universal Transient Barrier, Dual Pair, 100-120 VAC, 60-154 VDC Un | 254.97 |  | EA | E4 | 0 | 1 | Stock |  |  | 39121610 | EC000943 | Surge Protection | Data and Signal Surge | https://www.erico.com/part.asp?part=UTB110DP
UTB110DPM | 78285662227 | UTB110DPM |  | Replacement Module for UTB, Dual Pair, 100-120 VAC, 60-154 VDC Un | 184.39 |  | EA | E4 | 0 | 1 | Non-Stock |  |  | 39121610 | EC000943 | Surge Protection | Data and Signal Surge | https://www.erico.com/part.asp?part=UTB110DPM
UTB110SP | 78285662201 | UTB110SP |  | Universal Transient Barrier, Single Pair, 100-120 VAC, 60-154 VDC Un | 167.16 |  | EA | E4 | 0 | 1 | Stock |  |  | 39121610 | EC000943 | Surge Protection | Data and Signal Surge | https://www.erico.com/part.asp?part=UTB110SP
UTB110SPG | 78285662211 | UTB110SPG |  | Universal Transient Barrier, Single Pair Isolated Ground, 100-120 VAC, 60-154 VDC Un | 209.48 |  | EA | E4 | 0 | 1 | Non-Stock |  |  | 39121610 | EC000943 | Surge Protection | Data and Signal Surge | https://www.erico.com/part.asp?part=UTB110SPG
UTB110SPGM | 78285662216 | UTB110SPGM |  | Replacement Module for UTB, Single Pair Isolated Ground, 100-120 VAC, 60-154 VDC Un | 159.62 |  | EA | E4 | 0 | 1 | Non-Stock |  |  | 39121610 | EC000943 | Surge Protection | Data and Signal Surge | https://www.erico.com/part.asp?part=UTB110SPGM
UTB110SPM | 78285662206 | UTB110SPM |  | Replacement Module for UTB, Single Pair, 100-120 VAC, 60-154 VDC Un | 149.7 |  | EA | E4 | 0 | 1 | Non-Stock |  |  | 39121610 | EC000943 | Surge Protection | Data and Signal Surge | https://www.erico.com/part.asp?part=UTB110SPM
UTB15DP | 78285662218 | UTB15DP |  | Universal Transient Barrier, Dual Pair, 3-10 VAC, 5-15 VDC Un | 241.73 |  | EA | E4 | 0 | 1 | Stock |  |  | 39121610 | EC000943 | Surge Protection | Data and Signal Surge | https://www.erico.com/part.asp?part=UTB15DP
UTB15DPM | 78285662224 | UTB15DPM |  | Replacement Module for UTB, Dual Pair, 3-10 VAC, 5-15 VDC Un | 169.58 |  | EA | E4 | 0 | 1 | Non-Stock |  |  | 39121610 | EC000943 | Surge Protection | Data and Signal Surge | https://www.erico.com/part.asp?part=UTB15DPM
UTB15EX | 78285657372 | UTB15EX |  | Universal Transient Barrier, Intrinsic Safe, 3-10 VAC, 5-15 VDC Un | 236.43 |  | EA | E4 | 0 | 1 | Non-Stock |  |  | 39121610 | EC000943 | Surge Protection | Data and Signal Surge | https://www.erico.com/part.asp?part=UTB15EX
UTB15MEX | 78285665906 | UTB15MEX |  | Replacement Module for UTB, Intrinsic Safe, 3-10 VAC, 5-15 VDC Un | 149.64 |  | EA | E4 | 0 | 1 | Non-Stock |  |  | 39121610 | EC000943 | Surge Protection | Data and Signal Surge | https://www.erico.com/part.asp?part=UTB15MEX
UTB15SP | 78285662197 | UTB15SP |  | Universal Transient Barrier, Single Pair, 3-10 VAC, 5-15 VDC Un | 173.01 |  | EA | E4 | 0 | 1 | Stock |  |  | 39121610 | EC000943 | Surge Protection | Data and Signal Surge | https://www.erico.com/part.asp?part=UTB15SP
UTB15SPG | 78285662208 | UTB15SPG |  | Universal Transient Barrier, Single Pair Isolated Ground, 3-10 VAC, 5-15 VDC Un | 207.48 |  | EA | E4 | 0 | 1 | Non-Stock |  |  | 39121610 | EC000943 | Surge Protection | Data and Signal Surge | https://www.erico.com/part.asp?part=UTB15SPG
UTB15SPGM | 78285662213 | UTB15SPGM |  | Replacement Module for UTB, Single Pair Isolated Ground, 3-10 VAC, 5-15 VDC Un | 159.62 |  | EA | E4 | 0 | 1 | Non-Stock |  |  | 39121610 | EC000943 | Surge Protection | Data and Signal Surge | https://www.erico.com/part.asp?part=UTB15SPGM
UTB15SPM | 78285662203 | UTB15SPM |  | Replacement Module for UTB, Single Pair, 3-10 VAC, 5-15 VDC Un | 138.99 |  | EA | E4 | 0 | 1 | Non-Stock |  |  | 39121610 | EC000943 | Surge Protection | Data and Signal Surge | https://www.erico.com/part.asp?part=UTB15SPM
UTB30DP | 78285662219 | UTB30DP |  | Universal Transient Barrier, Dual Pair, 10-21 VAC, 15-30 VDC Un | 237.49 |  | EA | E4 | 0 | 1 | Stock |  |  | 39121610 | EC000943 | Surge Protection | Data and Signal Surge | https://www.erico.com/part.asp?part=UTB30DP
UTB30DPM | 78285662225 | UTB30DPM |  | Replacement Module for UTB, Dual Pair, 10-21 VAC, 15-30 VDC Un | 164.41 |  | EA | E4 | 0 | 1 | Non-Stock |  |  | 39121610 | EC000943 | Surge Protection | Data and Signal Surge | https://www.erico.com/part.asp?part=UTB30DPM
UTB30DPS | 78285662222 | UTB30DPS |  | Universal Transient Barrier, Dual Pair Single Power | 242.11 |  | EA | E4 | 0 | 1 | Stock |  |  | 39121610 | EC000943 | Surge Protection | Data and Signal Surge | https://www.erico.com/part.asp?part=UTB30DPS
UTB30DPSM | 78285662228 | UTB30DPSM |  | Replacement Module for UTB, Dual Pair Single Power | 170.99 |  | EA | E4 | 0 | 1 | Non-Stock |  |  | 39121610 | EC000943 | Surge Protection | Data and Signal Surge | https://www.erico.com/part.asp?part=UTB30DPSM
UTB30EX | 78285657371 | UTB30EX |  | Universal Transient Barrier, Intrinsic Safe, 10-21 VAC, 15-30 VDC Un | 201.41 |  | EA | E4 | 0 | 1 | Non-Stock |  |  | 39121610 | EC000943 | Surge Protection | Data and Signal Surge | https://www.erico.com/part.asp?part=UTB30EX
UTB30MEX | 78285665907 | UTB30MEX |  | Replacement Module for UTB, Intrinsic Safe, 10-21 VAC, 15-30 VDC Un | 149.64 |  | EA | E4 | 0 | 1 | Non-Stock |  |  | 39121610 | EC000943 | Surge Protection | Data and Signal Surge | https://www.erico.com/part.asp?part=UTB30MEX
UTB30SP | 78285662198 | UTB30SP |  | Universal Transient Barrier, Single Pair, 10-21 VAC, 15-30 VDC Un | 138.78 |  | EA | E4 | 0 | 1 | Stock |  |  | 39121610 | EC000943 | Surge Protection | Data and Signal Surge | https://www.erico.com/part.asp?part=UTB30SP
UTB30SPG | 78285662209 | UTB30SPG |  | Universal Transient Barrier, Single Pair Isolated Ground, 10-21 VAC, 15-30 VDC Un | 176.54 |  | EA | E4 | 0 | 1 | Stock |  |  | 39121610 | EC000943 | Surge Protection | Data and Signal Surge | https://www.erico.com/part.asp?part=UTB30SPG
UTB30SPGM | 78285662214 | UTB30SPGM |  | Replacement Module for UTB, Single Pair Isolated Ground, 10-21 VAC, 15-30 VDC Un | 152.26 |  | EA | E4 | 0 | 1 | Non-Stock |  |  | 39121610 | EC000943 | Surge Protection | Data and Signal Surge | https://www.erico.com/part.asp?part=UTB30SPGM
UTB30SPM | 78285662204 | UTB30SPM |  | Replacement Module for UTB, Single Pair, 10-21 VAC, 15-30 VDC Un | 132.37 |  | EA | E4 | 0 | 1 | Non-Stock |  |  | 39121610 | EC000943 | Surge Protection | Data and Signal Surge | https://www.erico.com/part.asp?part=UTB30SPM
UTB5DP | 78285662217 | UTB5DP |  | Universal Transient Barrier, Dual Pair, 0-3 VAC, 0-5 VDC Un | 241.73 |  | EA | E4 | 0 | 1 | Non-Stock |  |  | 39121610 | EC000943 | Surge Protection | Data and Signal Surge | https://www.erico.com/part.asp?part=UTB5DP
UTB5DPM | 78285662223 | UTB5DPM |  | Replacement Module for UTB, Dual Pair, 0-3 VAC, 0-5 VDC Un | 169.58 |  | EA | E4 | 0 | 1 | Non-Stock |  |  | 39121610 | EC000943 | Surge Protection | Data and Signal Surge | https://www.erico.com/part.asp?part=UTB5DPM
UTB5SP | 78285662196 | UTB5SP |  | Universal Transient Barrier, Single Pair, 0-3 VAC, 0-5 VDC Un | 181.76 |  | EA | E4 | 0 | 1 | Non-Stock |  |  | 39121610 | EC000943 | Surge Protection | Data and Signal Surge | https://www.erico.com/part.asp?part=UTB5SP
UTB5SPG | 78285662207 | UTB5SPG |  | Universal Transient Barrier, Single Pair Isolated Ground, 0-3 VAC, 0-5 VDC Un | 217.84 |  | EA | E4 | 0 | 1 | Non-Stock |  |  | 39121610 | EC000943 | Surge Protection | Data and Signal Surge | https://www.erico.com/part.asp?part=UTB5SPG
UTB5SPGM | 78285662212 | UTB5SPGM |  | Replacement Module for UTB, Single Pair Isolated Ground, 0-3 VAC, 0-5 VDC Un | 161.11 |  | EA | E4 | 0 | 1 | Non-Stock |  |  | 39121610 | EC000943 | Surge Protection | Data and Signal Surge | https://www.erico.com/part.asp?part=UTB5SPGM
UTB5SPM | 78285662202 | UTB5SPM |  | Replacement Module for UTB, Single Pair, 0-3 VAC, 0-5 VDC Un | 137.69 |  | EA | E4 | 0 | 1 | Non-Stock |  |  | 39121610 | EC000943 | Surge Protection | Data and Signal Surge | https://www.erico.com/part.asp?part=UTB5SPM
UTB60DP | 78285662220 | UTB60DP |  | Universal Transient Barrier, Dual Pair, 21-42 VAC, 30-60 VDC Un | 262.85 |  | EA | E4 | 0 | 1 | Stock |  |  | 39121610 | EC000943 | Surge Protection | Data and Signal Surge | https://www.erico.com/part.asp?part=UTB60DP
UTB60DPM | 78285662226 | UTB60DPM |  | Replacement Module for UTB, Dual Pair, 21-42 VAC, 30-60 VDC Un | 169.58 |  | EA | E4 | 0 | 1 | Non-Stock |  |  | 39121610 | EC000943 | Surge Protection | Data and Signal Surge | https://www.erico.com/part.asp?part=UTB60DPM
UTB60SP | 78285662199 | UTB60SP |  | Universal Transient Barrier, Single Pair, 21-42 VAC, 30-60 VDC Un | 176.36 |  | EA | E4 | 0 | 1 | Stock |  |  | 39121610 | EC000943 | Surge Protection | Data and Signal Surge | https://www.erico.com/part.asp?part=UTB60SP
UTB60SPG | 78285662210 | UTB60SPG |  | Universal Transient Barrier, Single Pair Isolated Ground, 21-42 VAC, 30-60 VDC Un | 209.48 |  | EA | E4 | 0 | 1 | Non-Stock |  |  | 39121610 | EC000943 | Surge Protection | Data and Signal Surge | https://www.erico.com/part.asp?part=UTB60SPG
UTB60SPGM | 78285662215 | UTB60SPGM |  | Replacement Module for UTB, Single Pair Isolated Ground, 21-42 VAC, 30-60 VDC Un | 159.62 |  | EA | E4 | 0 | 1 | Non-Stock |  |  | 39121610 | EC000943 | Surge Protection | Data and Signal Surge | https://www.erico.com/part.asp?part=UTB60SPGM
UTB60SPM | 78285662205 | UTB60SPM |  | Replacement Module for UTB, Single Pair, 21-42 VAC, 30-60 VDC Un | 137.69 |  | EA | E4 | 0 | 1 | Non-Stock |  |  | 39121610 | EC000943 | Surge Protection | Data and Signal Surge | https://www.erico.com/part.asp?part=UTB60SPM
V FRAME ONLY |  | V FRAME ONLY | PRICE KEY | ERICO CADWELD Frame | 301.18 |  | EA | BQ | 0 | 1 | Non-Stock |  |  |  |  | CADWELD | Molds | https://www.erico.com/part.asp?part=V FRAME ONLY
V MOLD ONLY |  | V MOLD ONLY | PRICE KEY | ERICO CADWELD Mold | 827.95 |  | EA | BK | 0 | 1 | Non-Stock |  |  |  |  | CADWELD | Molds | https://www.erico.com/part.asp?part=V MOLD ONLY
V MOLD W/FRAME |  | V MOLD W/FRAME | PRICE KEY | ERICO CADWELD Mold / Frame | 1072.04 |  | EA | BK | 0 | 1 | Non-Stock |  |  |  |  | CADWELD | Molds | https://www.erico.com/part.asp?part=V MOLD W/FRAME
VC207IT | 78285679208 | VC207IT |  | Transformer Tank Grounding Connector, Internal Thread, #6 Solid-1/0 Stranded | 17.26 |  | EA | A2 | 0 | 50 | Stock |  | Bronze, Stainless Steel 304 (EN 1.4301) | 46182103 | EC000490 | Ground Matl & Access | Connectors | https://www.erico.com/part.asp?part=VC207IT
WEAR PLATES |  | WEAR PLATES | PRICE KEY | Add "W" to ERICO CADWELD Mold Part Number | 23.11 |  | EA | BK | 0 | 1 (pair) | Non-Stock |  |  |  |  | CADWELD | CADWELD Tools & Accessories | https://www.erico.com/part.asp?part=WEAR PLATES
XL115 | 78285630431 | XL115 |  | ERICO CADWELD EXOLON Welding Material, F20 | 75.91 |  | EA | BA | 0 | 4 | Stock |  |  | 39121457 | EC011984 | CADWELD | Welding Material | https://www.erico.com/part.asp?part=XL115
XL15 | 78285630425 | XL15 |  | ERICO CADWELD EXOLON Welding Material, F20 | 63.15 |  | EA | BA | 0 | 4 | Non-Stock |  |  | 39121457 | EC011984 | CADWELD | Welding Material | https://www.erico.com/part.asp?part=XL15
XL150 | 78285630432 | XL150 |  | ERICO CADWELD EXOLON Welding Material, F20 | 77.93 |  | EA | BA | 0 | 4 | Stock |  |  | 39121457 | EC011984 | CADWELD | Welding Material | https://www.erico.com/part.asp?part=XL150
XL200 | 78285630433 | XL200 |  | ERICO CADWELD EXOLON Welding Material, F20 | 90.58 |  | EA | BA | 0 | 4 | Non-Stock |  |  | 39121457 | EC011984 | CADWELD | Welding Material | https://www.erico.com/part.asp?part=XL200
XL25 | 78285630426 | XL25 |  | ERICO CADWELD EXOLON Welding Material, F20 | 69.23 |  | EA | BA | 0 | 4 | Stock |  |  | 39121457 | EC011984 | CADWELD | Welding Material | https://www.erico.com/part.asp?part=XL25
XL250 | 78285630434 | XL250 |  | ERICO CADWELD EXOLON Welding Material, F20 | 85.47 |  | EA | BA | 0 | 4 | Stock |  |  | 39121457 | EC011984 | CADWELD | Welding Material | https://www.erico.com/part.asp?part=XL250
XL300 | 78285630435 | XL300 |  | ERICO CADWELD EXOLON Welding Material, F20 | 114.74 |  | EA | BA | 0 | 4 | Non-Stock |  |  | 39121457 | EC011984 | CADWELD | Welding Material | https://www.erico.com/part.asp?part=XL300
XL32 | 78285630427 | XL32 |  | ERICO CADWELD EXOLON Welding Material, F20 | 65.25 |  | EA | BA | 0 | 4 | Stock |  |  | 39121457 | EC011984 | CADWELD | Welding Material | https://www.erico.com/part.asp?part=XL32
XL400 | 78285630436 | XL400 |  | ERICO CADWELD EXOLON Welding Material, F20 | 136.02 |  | EA | BA | 0 | 4 | Non-Stock |  |  | 39121457 | EC011984 | CADWELD | Welding Material | https://www.erico.com/part.asp?part=XL400
XL45 | 78285630428 | XL45 |  | ERICO CADWELD EXOLON Welding Material, F20 | 71.15 |  | EA | BA | 0 | 4 | Stock |  |  | 39121457 | EC011984 | CADWELD | Welding Material | https://www.erico.com/part.asp?part=XL45
XL500 | 78285630437 | XL500 |  | ERICO CADWELD EXOLON Welding Material, F20 | 128.99 |  | EA | BA | 0 | 4 | Non-Stock |  |  | 39121457 | EC011984 | CADWELD | Welding Material | https://www.erico.com/part.asp?part=XL500
XL65 | 78285630429 | XL65 |  | ERICO CADWELD EXOLON Welding Material, F20 | 70.34 |  | EA | BA | 0 | 4 | Non-Stock |  |  | 39121457 | EC011984 | CADWELD | Welding Material | https://www.erico.com/part.asp?part=XL65
XL90 | 78285630430 | XL90 |  | ERICO CADWELD EXOLON Welding Material, F20 | 74.02 |  | EA | BA | 0 | 4 | Stock |  |  | 39121457 | EC011984 | CADWELD | Welding Material | https://www.erico.com/part.asp?part=XL90
XLA FRAME |  | XLA FRAME | PRICE KEY | ERICO� CADWELD� EXOLON Frame | 44.22 |  | EA | BQ | 0 | 1 | Non-Stock |  |  |  |  | CADWELD | Molds | https://www.erico.com/part.asp?part=XLA FRAME
XLA MOLD ONLY |  | XLA MOLD ONLY | PRICE KEY | ERICO CADWELD EXOLON Mold | 125.42 |  | EA | BK | 0 | 1 | Non-Stock |  |  |  |  | CADWELD | Molds | https://www.erico.com/part.asp?part=XLA MOLD ONLY
XLA MOLD W/FRAME |  | XLA MOLD W/FRAME | PRICE KEY | ERICO CADWELD EXOLON Mold / Frame | 151.66 |  | EA | BK | 0 | 1 | Non-Stock |  |  |  |  | CADWELD | Molds | https://www.erico.com/part.asp?part=XLA MOLD W/FRAME
XLB971A1 | 78285632313 | XLB971A1 |  | Battery Pack | 809.94 |  | EA | CX | 0 | 1 | Stock |  |  | 39121457 | EC000490 | CADWELD | CADWELD Tools & Accessories | https://www.erico.com/part.asp?part=XLB971A1
XLB972A1 | 78285656078 | XLB972A1 |  | ERICO CADWELD EXOLON Baffle Assembly, 3" Mold Size | 522.98 |  | EA | BK | 0 | 1 | Non-Stock |  |  | 39121457 | EC000490 | CADWELD | Molds | https://www.erico.com/part.asp?part=XLB972A1
XLB973A1 | 78285656079 | XLB973A1 |  | ERICO CADWELD EXOLON Baffle Assembly, 4" Mold Size | 565.01 |  | EA | BK | 0 | 1 | Stock |  |  | 39121457 | EC000490 | CADWELD | Molds | https://www.erico.com/part.asp?part=XLB973A1
XLB974B2 | 78285632316 | XLB974B2 |  | Welding Tray | 190.53 |  | EA | CX | 0 | 1 | Non-Stock |  |  | 39121457 | EC000181 | CADWELD | CADWELD Tools & Accessories | https://www.erico.com/part.asp?part=XLB974B2
XLC MOLD w/BAFFLE |  | XLC MOLD w/BAFFLE | PRICE KEY | ERICO CADWELD EXOLON Mold with ERICO CADWELD EXOLON Filter Baffle | 819.83 |  | EA | BK | 0 | 1 | Non-Stock |  |  |  |  | CADWELD | Molds | https://www.erico.com/part.asp?part=XLC MOLD w/BAFFLE
XLC MOLD w/COVER |  | XLC MOLD w/COVER | PRICE KEY | ERICO CADWELD EXOLON Mold with ERICO CADWELD EXOLON Filter Cover | 289.75 |  | EA | BK | 0 | 1 | Non-Stock |  |  |  |  | CADWELD | Molds | https://www.erico.com/part.asp?part=XLC MOLD w/COVER
XLD MOLD w/BAFFLE |  | XLD MOLD w/BAFFLE | PRICE KEY | ERICO CADWELD EXOLON Mold with Filter Baffle | 1185.26 |  | EA | BK | 0 | 1 | Non-Stock |  |  |  |  | CADWELD | Molds | https://www.erico.com/part.asp?part=XLD MOLD w/BAFFLE
XLD MOLD w/COVER |  | XLD MOLD w/COVER | PRICE KEY | ERICO CADWELD EXOLON Mold with ERICO CADWELD EXOLON Filter Cover | 614.31 |  | EA | BK | 0 | 1 | Non-Stock |  |  |  |  | CADWELD | Molds | https://www.erico.com/part.asp?part=XLD MOLD w/COVER
XLE FRAME |  | XLE FRAME | PRICE KEY | ERICO CADWELD EXOLON Frame | 228.75 |  | EA | BQ | 0 | 1 | Non-Stock |  |  |  |  | CADWELD | Molds | https://www.erico.com/part.asp?part=XLE FRAME
XLE MOLD ONLY |  | XLE MOLD ONLY | PRICE KEY | ERICO CADWELD EXOLON Mold | 587.36 |  | EA | BK | 0 | 1 | Non-Stock |  |  |  |  | CADWELD | Molds | https://www.erico.com/part.asp?part=XLE MOLD ONLY
XLE MOLD W/F&B |  | XLE MOLD W/F&B | PRICE KEY | ERICO CADWELD EXOLON Mold / Frame - with ERICO CADWELD EXOLON Filter Baffle | 1334.47 |  | EA | BK | 0 | 1 | Non-Stock |  |  |  |  | CADWELD | Molds | https://www.erico.com/part.asp?part=XLE MOLD W/F&B
XLE MOLD w/F&C |  | XLE MOLD w/F&C | PRICE KEY | ERICO CADWELD EXOLON Mold / Frame with ERICO CADWELD EXOLON Filter Cover | 763.42 |  | EA | BK | 0 | 1 | Non-Stock |  |  |  |  | CADWELD | Molds | https://www.erico.com/part.asp?part=XLE MOLD w/F&C
XLF MOLD w/BAFFLE |  | XLF MOLD w/BAFFLE | PRICE KEY | ERICO CADWELD EXOLON Mold with Filter Baffle | 1261.51 |  | EA | BK | 0 | 1 | Non-Stock |  |  |  |  | CADWELD | Molds | https://www.erico.com/part.asp?part=XLF MOLD w/BAFFLE
XLF MOLD w/COVER |  | XLF MOLD w/COVER | PRICE KEY | ERICO CADWELD EXOLON Mold / Frame with ERICO CADWELD EXOLON Filter Cover | 690.64 |  | EA | BK | 0 | 1 | Non-Stock |  |  |  |  | CADWELD | Molds | https://www.erico.com/part.asp?part=XLF MOLD w/COVER
XLH FRAME |  | XLH FRAME | PRICE KEY | ERICO CADWELD EXOLON Frame | 119.08 |  | EA | BQ | 0 | 1 | Non-Stock |  |  |  |  | CADWELD | Molds | https://www.erico.com/part.asp?part=XLH FRAME
XLH MOLD ONLY |  | XLH MOLD ONLY | PRICE KEY | ERICO CADWELD EXOLON Mold | 368.97 |  | EA | BK | 0 | 1 | Non-Stock |  |  |  |  | CADWELD | Molds | https://www.erico.com/part.asp?part=XLH MOLD ONLY
XLH MOLD w/F&B |  | XLH MOLD w/F&B | PRICE KEY | ERICO CADWELD EXOLON Mold / Frame with ERICO CADWELD EXOLON Filter Baffle | 999.29 |  | EA | BK | 0 | 1 | Non-Stock |  |  |  |  | CADWELD | Molds | https://www.erico.com/part.asp?part=XLH MOLD w/F&B
XLH MOLD w/F&C |  | XLH MOLD w/F&C | PRICE KEY | ERICO CADWELD EXOLON Mold / Frame with ERICO CADWELD EXOLON Filter Cover | 455.53 |  | EA | BK | 0 | 1 | Non-Stock |  |  |  |  | CADWELD | Molds | https://www.erico.com/part.asp?part=XLH MOLD w/F&C
XLJ FRAME |  | XLJ FRAME | PRICE KEY | ERICO CADWELD EXOLON Frame | 241.2 |  | EA | BQ | 0 | 1 | Non-Stock |  |  |  |  | CADWELD | Molds | https://www.erico.com/part.asp?part=XLJ FRAME
XLJ MOLD ONLY |  | XLJ MOLD ONLY | PRICE KEY | ERICO CADWELD EXOLON Mold | 968.77 |  | EA | BK | 0 | 1 | Non-Stock |  |  |  |  | CADWELD | Molds | https://www.erico.com/part.asp?part=XLJ MOLD ONLY
XLJ MOLD w/F&B |  | XLJ MOLD w/F&B | PRICE KEY | ERICO CADWELD EXOLON Mold / Frame with ERICO CADWELD EXOLON Filter Baffle | 1722.1 |  | EA | BK | 0 | 1 | Non-Stock |  |  |  |  | CADWELD | Molds | https://www.erico.com/part.asp?part=XLJ MOLD w/F&B
XLJ MOLD w/F&C |  | XLJ MOLD w/F&C | PRICE KEY | ERICO CADWELD EXOLON Mold / Frame with ERICO CADWELD EXOLON Filter Cover | 1096.17 |  | EA | BK | 0 | 1 | Non-Stock |  |  |  |  | CADWELD | Molds | https://www.erico.com/part.asp?part=XLJ MOLD w/F&C
XLK FRAME |  | XLK FRAME | PRICE KEY | ERICO CADWELD EXOLON Frame | 262.38 |  | EA | BQ | 0 | 1 | Non-Stock |  |  |  |  | CADWELD | Molds | https://www.erico.com/part.asp?part=XLK FRAME
XLK MOLD ONLY |  | XLK MOLD ONLY | PRICE KEY | ERICO CADWELD EXOLON Mold | 1012.59 |  | EA | BK | 0 | 1 | Non-Stock |  |  |  |  | CADWELD | Molds | https://www.erico.com/part.asp?part=XLK MOLD ONLY
XLK MOLD w/F&B |  | XLK MOLD w/F&B | PRICE KEY | ERICO CADWELD EXOLON Mold / Frame with ERICO CADWELD EXOLON Filter Baffle | 1745.17 |  | EA | BK | 0 | 1 | Non-Stock |  |  |  |  | CADWELD | Molds | https://www.erico.com/part.asp?part=XLK MOLD w/F&B
XLK MOLD w/F&C |  | XLK MOLD w/F&C | PRICE KEY | ERICO CADWELD EXOLON Mold / Frame with ERICO CADWELD EXOLON Filter Cover | 1201.28 |  | EA | BK | 0 | 1 | Non-Stock |  |  |  |  | CADWELD | Molds | https://www.erico.com/part.asp?part=XLK MOLD w/F&C
XLM FRAME |  | XLM FRAME | PRICE KEY | ERICO CADWELD EXOLON Frame | 290.3 |  | EA | BQ | 0 | 1 | Non-Stock |  |  |  |  | CADWELD | Molds | https://www.erico.com/part.asp?part=XLM FRAME
XLM MOLD ONLY |  | XLM MOLD ONLY | PRICE KEY | ERICO CADWELD EXOLON Mold | 572.73 |  | EA | BK | 0 | 1 | Non-Stock |  |  |  |  | CADWELD | Molds | https://www.erico.com/part.asp?part=XLM MOLD ONLY
XLM MOLD w/F&B |  | XLM MOLD w/F&B | PRICE KEY | ERICO CADWELD EXOLON Mold / Frame with ERICO CADWELD EXOLON Filter Baffle | 1330.66 |  | EA | BK | 0 | 1 | Non-Stock |  |  |  |  | CADWELD | Molds | https://www.erico.com/part.asp?part=XLM MOLD w/F&B
XLM MOLD w/F&C |  | XLM MOLD w/F&C | PRICE KEY | ERICO CADWELD EXOLON Mold / Frame with ERICO CADWELD EXOLON Filter Cover | 826.13 |  | EA | BK | 0 | 1 | Non-Stock |  |  |  |  | CADWELD | Molds | https://www.erico.com/part.asp?part=XLM MOLD w/F&C
XLN MOLD ONLY |  | XLN MOLD ONLY | PRICE KEY | ERICO CADWELD EXOLON Mold | 250.33 |  | EA | BK | 0 | 1 | Non-Stock |  |  |  |  | CADWELD | Molds | https://www.erico.com/part.asp?part=XLN MOLD ONLY
XLN MOLD w/FRAME |  | XLN MOLD w/FRAME | PRICE KEY | ERICO CADWELD EXOLON Mold / Frame | 314.86 |  | EA | BK | 0 | 1 | Non-Stock |  |  |  |  | CADWELD | Molds | https://www.erico.com/part.asp?part=XLN MOLD w/FRAME
XLP MOLD ONLY |  | XLP MOLD ONLY | PRICE KEY | ERICO CADWELD EXOLON Mold | 215.6 |  | EA | BK | 0 | 1 | Non-Stock |  |  |  |  | CADWELD | Molds | https://www.erico.com/part.asp?part=XLP MOLD ONLY
XLP MOLD w/FRAME |  | XLP MOLD w/FRAME | PRICE KEY | ERICO CADWELD EXOLON Mold / Frame | 283.83 |  | EA | BK | 0 | 1 | Non-Stock |  |  |  |  | CADWELD | Molds | https://www.erico.com/part.asp?part=XLP MOLD w/FRAME
XLQ MOLD w/F&B |  | XLQ MOLD w/F&B | PRICE KEY | ERICO CADWELD EXOLON Mold / Frame with ERICO CADWELD EXOLON Filter Baffle | 1078.29 |  | EA | BK | 0 | 1 | Non-Stock |  |  |  |  | CADWELD | Molds | https://www.erico.com/part.asp?part=XLQ MOLD w/F&B
XLR MOLD w/BAFFLE |  | XLR MOLD w/BAFFLE | PRICE KEY | ERICO CADWELD EXOLON Mold with Filter Baffle | 918.49 |  | EA | BK | 0 | 1 | Non-Stock |  |  |  |  | CADWELD | Molds | https://www.erico.com/part.asp?part=XLR MOLD w/BAFFLE
XLR MOLD w/COVER |  | XLR MOLD w/COVER | PRICE KEY | ERICO CADWELD EXOLON Mold with ERICO CADWELD EXOLON Filter Cover | 393.38 |  | EA | BK | 0 | 1 | Non-Stock |  |  |  |  | CADWELD | Molds | https://www.erico.com/part.asp?part=XLR MOLD w/COVER
XLV FRAME |  | XLV FRAME | PRICE KEY | ERICO CADWELD EXOLON Frame | 301.18 |  | EA | BQ | 0 | 1 | Non-Stock |  |  |  |  | CADWELD | Molds | https://www.erico.com/part.asp?part=XLV FRAME
XLV MOLD ONLY |  | XLV MOLD ONLY | PRICE KEY | ERICO CADWELD EXOLON Mold | 935.78 |  | EA | BK | 0 | 1 | Non-Stock |  |  |  |  | CADWELD | Molds | https://www.erico.com/part.asp?part=XLV MOLD ONLY
XLV MOLD w/F&B |  | XLV MOLD w/F&B | PRICE KEY | ERICO CADWELD EXOLON Mold / Frame with ERICO CADWELD EXOLON Filter Baffle | 1698.44 |  | EA | BK | 0 | 1 | Non-Stock |  |  |  |  | CADWELD | Molds | https://www.erico.com/part.asp?part=XLV MOLD w/F&B
XLV MOLD w/F&C |  | XLV MOLD w/F&C | PRICE KEY | ERICO CADWELD EXOLON Mold / Frame with ERICO CADWELD EXOLON Filter Cover | 1154.59 |  | EA | BK | 0 | 1 | Non-Stock |  |  |  |  | CADWELD | Molds | https://www.erico.com/part.asp?part=XLV MOLD w/F&C
Z MOLD |  | Z MOLD | PRICE KEY | ERICO CADWELD Mold | 647.21 |  | EA | BK | 0 | 1 | Non-Stock |  |  |  |  | CADWELD | Molds | https://www.erico.com/part.asp?part=Z MOLD
ZWP1J | 78285632953 | ZWP1J |  | Water Pipe Ground Clamp, Zinc Alloy, 1/2"�1" Pipe, #10 Solid-#6 Solid, 6 mm� Stranded-10 mm� Stranded | 3.54 |  | EA | A2 | 0 | 25 | Stock |  | Zinc Alloy | 46182103 | EC000493 | Ground Matl & Access | Ground Rod Accessories | https://www.erico.com/part.asp?part=ZWP1J
SBCS1314 | 78285686077 | SBCS1314 |  | Beam Clamp for Solid Round Conductor, CBSC13, CBSC14 | 21.09 | 8.436 | EA | F2 | 0 | 25 | Non-Stock |  | Stainless Steel 316 (EN 1.4401) | 39121621 | EC000508 | Lightning Protection | Conventional Protection | https://www.erico.com/part.asp?part=SBCS1314
LPA27348 | 78480506826 | LPA27348 |  | ROD,AL,SOLID EXTENSION | 60.34 | 24.136 | EA | F2 | 1.44 | 1 | Non-Stock |  |  |  |  | Lightning Protection | Conventional Protection | https://www.erico.com/part.asp?part=LPA27348
DT135040R | 78285693838 | DT135040R |  | DIVERTER,TYPE 1,350V,40 | 439.39 |  | EA | E2 | 1.13 | 1 | Non-Stock |  |  |  |  | Surge Protection | Power Surge | https://www.erico.com/part.asp?part=DT135040R
DT148010R | 78285693841 | DT148010R |  | TYPE 1, 480V, 1 0 | 133.86 |  | EA | E2 | 0.445 | 1 | Non-Stock |  |  |  |  | Surge Protection | Power Surge | https://www.erico.com/part.asp?part=DT148010R
DT148040R | 78285693844 | DT148040R |  | TYPE 1, 480V, 4 0 | 493.49 |  | EA | E2 | 1.695 | 1 | Non-Stock |  |  |  |  | Surge Protection | Power Surge | https://www.erico.com/part.asp?part=DT148040R
DT230040R | 78285693866 | DT230040R |  | TYPE 2, 300V, 4 0 | 232.66 |  | EA | E2 | 1.113 | 1 | Non-Stock |  |  |  |  | Surge Protection | Power Surge | https://www.erico.com/part.asp?part=DT230040R
DT248010R | 78285693875 | DT248010R |  | TYPE 2, 480V, 1 0 | 69.39 |  | EA | E2 | 0.32 | 1 | Non-Stock |  |  |  |  | Surge Protection | Power Surge | https://www.erico.com/part.asp?part=DT248010R
DT2480M | 78285693854 | DT2480M |  | TYPE 2 MODULE, 480V | 42.17 |  | EA | E2 | 0.156 | 1 | Non-Stock |  |  |  |  | Surge Protection | Power Surge | https://www.erico.com/part.asp?part=DT2480M
DT2550M | 78480504592 | DT2550M |  | TYPE 2 MODULE, 550V | 70.69 |  | EA | E2 | 0.4 | 1 | Non-Stock |  |  |  |  | Surge Protection | Power Surge | https://www.erico.com/part.asp?part=DT2550M
DT27520R | 78285699430 | DT27520R |  | TYPE 2, 75V, 2 0 | 150.03 |  | EA | E2 | 0.701 | 1 | Non-Stock |  |  |  |  | Surge Protection | Power Surge | https://www.erico.com/part.asp?part=DT27520R
EDT230040R | 78285693902 | EDT230040R |  | ENHANCED TYPE 2, 300V, 40 | 326.13 |  | EA | E2 | 1.149 | 1 | Non-Stock |  |  |  |  | Surge Protection | Power Surge | https://www.erico.com/part.asp?part=EDT230040R
EDT235010R | 78285693905 | EDT235010R |  | ENHANCED TYPE 2, 350V, 10 | 89.09 |  | EA | E2 | 0.324 | 1 | Non-Stock |  |  |  |  | Surge Protection | Power Surge | https://www.erico.com/part.asp?part=EDT235010R
EDT235020R | 78285693906 | EDT235020R |  | ENHANCED TYPE 2, 350V, 20 | 174.11 |  | EA | E2 | 0.604 | 1 | Non-Stock |  |  |  |  | Surge Protection | Power Surge | https://www.erico.com/part.asp?part=EDT235020R
EDT248010R | 78285693911 | EDT248010R |  | ENHANCED TYPE 2, 480V, 10 | 95.23 |  | EA | E2 | 0.331 | 1 | Non-Stock |  |  |  |  | Surge Protection | Power Surge | https://www.erico.com/part.asp?part=EDT248010R
EDT248020R | 78285693912 | EDT248020R |  | ENHANCED TYPE 2, 480V, 20 | 191.43 |  | EA | E2 | 0.604 | 1 | Non-Stock |  |  |  |  | Surge Protection | Power Surge | https://www.erico.com/part.asp?part=EDT248020R
EDT248040R | 78285693914 | EDT248040R |  | ENHANCED TYPE 2, 480V, 40 | 338.85 |  | EA | E2 | 1.202 | 1 | Non-Stock |  |  |  |  | Surge Protection | Power Surge | https://www.erico.com/part.asp?part=EDT248040R
EDT275010R | 78285693919 | EDT275010R |  | ENHANCED TYPE 2, 750V, 10 | 101.57 |  | EA | E2 | 0.364 | 1 | Non-Stock |  |  |  |  | Surge Protection | Power Surge | https://www.erico.com/part.asp?part=EDT275010R
EDT275020R | 78285693920 | EDT275020R |  | ENHANCED TYPE 2, 750V, 20 | 193.16 |  | EA | E2 | 0.604 | 1 | Non-Stock |  |  |  |  | Surge Protection | Power Surge | https://www.erico.com/part.asp?part=EDT275020R
EDT275030R | 78285693921 | EDT275030R |  | ENHANCED TYPE 2, 750V, 30 | 279.44 |  | EA | E2 | 0.96 | 1 | Non-Stock |  |  |  |  | Surge Protection | Power Surge | https://www.erico.com/part.asp?part=EDT275030R
EDT2750M | 78285693890 | EDT2750M |  | ENHANCED TYPE 2 MODULE, | 73.11 |  | EA | E2 | 0.192 | 1 | Non-Stock |  |  |  |  | Surge Protection | Power Surge | https://www.erico.com/part.asp?part=EDT2750M
SES40P300DC | 78285685914 | SES40P300DC |  | PROTECTOR,SURGE,300VDC | 142.57 |  | EA | E2 | 0.55 | 1 | Non-Stock |  |  |  |  | Surge Protection | Power Surge | https://www.erico.com/part.asp?part=SES40P300DC
SES80P1202SC | 78285699431 | SES80P1202SC |  | PROTECTOR, SURGE, 120V, | 241.74 |  | EA | E2 | 0.8 | 1 | Stock |  |  |  |  | Surge Protection | Power Surge | https://www.erico.com/part.asp?part=SES80P1202SC
SES200120208 | 78285663686 | SES200120208 |  | PROTECTOR,SURGE,120/208V, | 5735.22 |  | EA | E2 | 20.53 | 1 | Non-Stock |  |  |  |  | Surge Protection | Power Surge | https://www.erico.com/part.asp?part=SES200120/208
SES320B120240SP | 78480506286 | SES320B120240SP |  | SES, 320kA, Basic, 120/240V Split Phase | 1332.54 |  | EA | E2 | 2.9 | 1 | Stock |  |  |  |  | Surge Protection | Power Surge | https://www.erico.com/part.asp?part=SES320B120240SP
SES320F120240SP | 78480506287 | SES320F120240SP |  | SES, 320kA, Filter, 120/240V Split Phase | 1368.65 |  | EA | E2 | 2.9 | 1 | Stock |  |  |  |  | Surge Protection | Power Surge | https://www.erico.com/part.asp?part=SES320F120240SP
SES160B120240SP | 78480506289 | SES160B120240SP |  | SERVICE ENTRANCE SUPPRESSOR(B), 160 KA, 120/240V | 394.33 |  | EA | E2 | 1.17 | 1 | Stock |  |  |  |  | Surge Protection | Power Surge | https://www.erico.com/part.asp?part=SES160B120240SP
SES160F120240SP | 78480506288 | SES160F120240SP |  | SERVICE ENTRANCE SUPPRESSOR (Filter), 160 KA, 120/240V | 511.87 |  | EA | E2 | 1.17 | 1 | Stock |  |  |  |  | Surge Protection | Power Surge | https://www.erico.com/part.asp?part=SES160F120240SP
SES160LBRACKET | 78480506799 | SES160LBRACKET |  | SES160 L-BRACKET MOUNTING KIT | 33.79 |  | EA | E2 | 0.1 | 1 | Stock |  |  |  |  | Surge Protection | Surge Accessories | https://www.erico.com/part.asp?part=SES160LBRACKET
DT235010R | 78285693869 | DT235010R |  | 50kA/Mode (8x20); Single Mode, 277 VAC | 74.71 |  | EA | E2 | 0.309 | 1 | Non-Stock |  |  |  |  | Surge Protection | Power Surge | https://www.erico.com/part.asp?part=DT235010R
DT235020R | 78285693870 | DT235020R |  | 50kA/Mode (8x20); 2-Modes; 277 VAC | 159.14 |  | EA | E3 | 1.48 | 1 | Stock |  |  |  |  | Surge Protection | Power Surge | https://www.erico.com/part.asp?part=DT235020R
DTX120B208Y | 78480506220 | DTX120B208Y |  | PROTECTOR, SURGE, DTX, 120/208, 120KA | 1668.88 |  | EA | E2 | 6.3 | 1 | Stock |  |  |  |  | Surge Protection | Power Surge | http://www.erico.com/part.asp?part=DTX120B208Y
DTX120F208Y | 78480506219 | DTX120F208Y |  | PROTECTOR, SURGE, DTX, 120/208 W/FILTER, 120KA | 1701.1 |  | EA | E2 | 6.3 | 1 | Stock |  |  |  |  | Surge Protection | Power Surge | http://www.erico.com/part.asp?part=DTX120F208Y
DTX120B120240SP | 78480506222 | DTX120B120240SP |  | PROTECTOR, SURGE, DTX, 120/240, 120KA | 1707.36 |  | EA | E2 | 5.95 | 1 | Stock |  |  |  |  | Surge Protection | Power Surge | http://www.erico.com/part.asp?part=DTX120B120240SP
DTX120F120240SP | 78480506221 | DTX120F120240SP |  | PROTECTOR, SURGE, DTX, 120/240 W/FILTER, 120KA | 1739.57 |  | EA | E2 | 5.95 | 1 | Stock |  |  |  |  | Surge Protection | Power Surge | http://www.erico.com/part.asp?part=DTX120F120240SP
DTX120B120240HD |  | DTX120B120240HD |  | PROTECTOR, SURGE, DTX, 120/240 HLD, 120KA | 1859.88 |  | EA | E2 | 6.4 | 1 | Non-Stock |  |  |  |  | Surge Protection | Power Surge | http://www.erico.com/part.asp?part=DTX120B120240HD
DTX120F120240HD | 78480506223 | DTX120F120240HD |  | PROTECTOR, SURGE, DTX, 120/240 HLD W/FILTER, 120KA | 1892.09 |  | EA | E2 | 6.4 | 1 | Non-Stock |  |  |  |  | Surge Protection | Power Surge | http://www.erico.com/part.asp?part=DTX120F120240HD
DTX120B240D | 78480506227 | DTX120B240D |  | PROTECTOR, SURGE, DTX, 240D, 120KA | 1527.95 |  | EA | E2 | 6.15 | 1 | Non-Stock |  |  |  |  | Surge Protection | Power Surge | http://www.erico.com/part.asp?part=DTX120B240D
DTX120F240D | 78480506225 | DTX120F240D |  | PROTECTOR, SURGE, DTX, 240D W/FILTER, 120KA | 1560.17 |  | EA | E2 | 6.15 | 1 | Non-Stock |  |  |  |  | Surge Protection | Power Surge | http://www.erico.com/part.asp?part=DTX120F240D
DTX120B480Y | 78480506229 | DTX120B480Y |  | PROTECTOR, SURGE, DTX, 277/480, 120KA | 1639.41 |  | EA | E2 | 6.78 | 1 | Stock |  |  |  |  | Surge Protection | Power Surge | http://www.erico.com/part.asp?part=DTX120B480Y
DTX120F480Y | 78480506228 | DTX120F480Y |  | PROTECTOR, SURGE, DTX, 277/480 W/FILTER, 120KA | 1671.63 |  | EA | E2 | 6.78 | 1 | Stock |  |  |  |  | Surge Protection | Power Surge | http://www.erico.com/part.asp?part=DTX120F480Y
DTX120B480D | 78480506235 | DTX120B480D |  | PROTECTOR, SURGE, DTX, 480D, 120KA | 1581.67 |  | EA | E2 | 6.35 | 1 | Non-Stock |  |  |  |  | Surge Protection | Power Surge | http://www.erico.com/part.asp?part=DTX120B480D
DTX120F480D | 78480506234 | DTX120F480D |  | PROTECTOR, SURGE, DTX, 480D W/FILTER, 120KA | 1613.88 |  | EA | E2 | 6.35 | 1 | Non-Stock |  |  |  |  | Surge Protection | Power Surge | http://www.erico.com/part.asp?part=DTX120F480D
DTX240B208Y | 78480506237 | DTX240B208Y |  | PROTECTOR, SURGE, DTX, 120/208, 240KA | 2534.37 |  | EA | E2 | 11.86 | 1 | Stock |  |  |  |  | Surge Protection | Power Surge | http://www.erico.com/part.asp?part=DTX240B208Y
DTX240F208Y | 78480506236 | DTX240F208Y |  | PROTECTOR, SURGE, DTX, 120/208 W/FILTER, 240KA | 2566.57 |  | EA | E2 | 11.86 | 1 | Stock |  |  |  |  | Surge Protection | Power Surge | http://www.erico.com/part.asp?part=DTX240F208Y
DTX240B120240SP | 78480506239 | DTX240B120240SP |  | PROTECTOR, SURGE, DTX, 120/240, 240KA | 2110.22 |  | EA | E2 | 10.98 | 1 | Stock |  |  |  |  | Surge Protection | Power Surge | http://www.erico.com/part.asp?part=DTX240B120240SP
DTX240F120240SP | 78480506238 | DTX240F120240SP |  | PROTECTOR, SURGE, DTX, 120/240 W/FILTER, 240KA | 2142.44 |  | EA | E2 | 10.98 | 1 | Stock |  |  |  |  | Surge Protection | Power Surge | http://www.erico.com/part.asp?part=DTX240F120240SP
DTX240B120240HD | 78480506241 | DTX240B120240HD |  | PROTECTOR, SURGE, DTX, 120/240 HLD, 240KA | 2395.12 |  | EA | E2 | 11.86 | 1 | Non-Stock |  |  |  |  | Surge Protection | Power Surge | http://www.erico.com/part.asp?part=DTX240B120240HD
DTX240F120240HD | 78480506240 | DTX240F120240HD |  | PROTECTOR, SURGE, DTX, 120/240 HLD W/FILTER, 240KA | 2427.34 |  | EA | E2 | 11.86 | 1 | Non-Stock |  |  |  |  | Surge Protection | Power Surge | http://www.erico.com/part.asp?part=DTX240F120240HD
DTX240B240D | 78480506243 | DTX240B240D |  | PROTECTOR, SURGE, DTX, 240D, 240KA | 2228.66 |  | EA | E2 | 11.42 | 1 | Non-Stock |  |  |  |  | Surge Protection | Power Surge | http://www.erico.com/part.asp?part=DTX240B240D
DTX240F240D | 78480506242 | DTX240F240D |  | PROTECTOR, SURGE, DTX, 240D W/FILTER, 240KA | 2260.88 |  | EA | E2 | 11.42 | 1 | Non-Stock |  |  |  |  | Surge Protection | Power Surge | http://www.erico.com/part.asp?part=DTX240F240D
DTX240B480Y | 78480506245 | DTX240B480Y |  | PROTECTOR, SURGE, DTX, 277/480, 240KA | 2345.78 |  | EA | E2 | 12.02 | 1 | Stock |  |  |  |  | Surge Protection | Power Surge | http://www.erico.com/part.asp?part=DTX240B480Y
DTX240F480Y | 78480506244 | DTX240F480Y |  | PROTECTOR, SURGE, DTX, 277/480 W/FILTER, 240KA | 2378 |  | EA | E2 | 12.02 | 1 | Stock |  |  |  |  | Surge Protection | Power Surge | http://www.erico.com/part.asp?part=DTX240F480Y
DTX240B480D | 78480506251 | DTX240B480D |  | PROTECTOR, SURGE, DTX, 480D, 240KA | 2433.64 |  | EA | E2 | 11.68 | 1 | Non-Stock |  |  |  |  | Surge Protection | Power Surge | http://www.erico.com/part.asp?part=DTX240B480D
DTX240F480D | 78480506250 | DTX240F480D |  | PROTECTOR, SURGE, DTX, 480D W/FILTER, 240KA | 2465.86 |  | EA | E2 | 11.68 | 1 | Non-Stock |  |  |  |  | Surge Protection | Power Surge | http://www.erico.com/part.asp?part=DTX240F480D
SES160B120240D | 78480507654 | SES160B120240D |  | SES, 160kA, Basic, 120/240V Delta | 482.11 |  | EA | E2 | 1.17 | 1 | Stock |  |  |  |  | Surge Protection | Power Surge | http://www.erico.com/part.asp?part=SES160B120240D
SES160F120240D | 78480507655 | SES160F120240D |  | SES, 160kA, Filter, 347/600V WYE | 706.3 |  | EA | E2 | 1.7 | 1 | Stock |  |  |  |  | Surge Protection | Power Surge | http://www.erico.com/part.asp?part=SES160F120240D
SES160B600Y | 78480507656 | SES160B600Y |  | SES, 160kA, Basic, 347/600V WYE | 457.53 |  | EA | E2 | 1.17 | 1 | Non-Stock |  |  |  |  | Surge Protection | Power Surge | http://www.erico.com/part.asp?part=SES160B600Y
SES160F600Y | 78480507657 | SES160F600Y |  | SES, 160kA, Filter, 347/600V WYE | 668.6 |  | EA | E2 | 1.7 | 1 | Non-Stock |  |  |  |  | Surge Protection | Power Surge | http://www.erico.com/part.asp?part=SES160F600Y
SES320B600Y | 78480507658 | SES320B600Y |  | SES, 320kA, Basic, 347/600V WYE | 1383.78 |  | EA | E2 | 2.9 | 1 | Non-Stock |  |  |  |  | Surge Protection | Power Surge | http://www.erico.com/part.asp?part=SES320B600Y
SES320BC120V | 78480507273 | SES320BC120V |  | SES, 320kA, Basic, 120V Single Phase, Counter | 1497.2 |  | EA | E2 | 2.9 | 1 | Non-Stock |  |  |  |  | Surge Protection | Power Surge | http://www.erico.com/part.asp?part=SES320BC120V
SES320BC240V | 78480507274 | SES320BC240V |  | SES, 320kA, Basic, 240V Single Phase, Counter | 1497.2 |  | EA | E2 | 2.9 | 1 | Non-Stock |  |  |  |  | Surge Protection | Power Surge | http://www.erico.com/part.asp?part=SES320BC240V
SES320BC120240S | 78480507301 | SES320BC120240S |  | SES, 320kA, Basic, 120/240V Split Phase, Counter | 1506.93 |  | EA | E2 | 2.9 | 1 | Stock |  |  |  |  | Surge Protection | Power Surge | http://www.erico.com/part.asp?part=SES320BC120240S
SES320BC208Y | 78480507290 | SES320BC208Y |  | SES, 320kA, Basic, 120/208V WYE, Counter | 1555.54 |  | EA | E2 | 2.9 | 1 | Stock |  |  |  |  | Surge Protection | Power Surge | http://www.erico.com/part.asp?part=SES320BC208Y
SES320BC480Y | 78480507291 | SES320BC480Y |  | SES, 320kA, Basic, 277/480V WYE, Counter | 1555.54 |  | EA | E2 | 2.9 | 1 | Stock |  |  |  |  | Surge Protection | Power Surge | http://www.erico.com/part.asp?part=SES320BC480Y
SES320BC240D | 78480507292 | SES320BC240D |  | SES, 320kA, Basic, 240V Delta, Counter | 1604.15 |  | EA | E2 | 2.9 | 1 | Stock |  |  |  |  | Surge Protection | Power Surge | http://www.erico.com/part.asp?part=SES320BC240D
SES320BC480D | 78480507293 | SES320BC480D |  | SES, 320kA, Basic, 480V Delta, Counter | 1604.15 |  | EA | E2 | 2.9 | 1 | Stock |  |  |  |  | Surge Protection | Power Surge | http://www.erico.com/part.asp?part=SES320BC480D
SES320BC120240D | 78480507275 | SES320BC120240D |  | SES, 320kA, Basic, 120/240V Delta, Counter | 1618.73 |  | EA | E2 | 2.9 | 1 | Stock |  |  |  |  | Surge Protection | Power Surge | http://www.erico.com/part.asp?part=SES320BC120240D
SES320BC600Y | 78480507660 | SES320BC600Y |  | SES, 320kA, Basic, 347/600V WYE, Counter | 1555.54 |  | EA | E2 | 2.9 | 1 | Non-Stock |  |  |  |  | Surge Protection | Power Surge | http://www.erico.com/part.asp?part=SES320BC600Y
SES320FC120V | 78480507294 | SES320FC120V |  | SES, 320kA, Filter, 120V Single Phase, Counter | 1531.22 |  | EA | E2 | 2.9 | 1 | Non-Stock |  |  |  |  | Surge Protection | Power Surge | http://www.erico.com/part.asp?part=SES320FC120V
SES320FC240V | 78480507295 | SES320FC240V |  | SES, 320kA, Filter, 240V Single Phase, Counter | 1531.22 |  | EA | E2 | 2.9 | 1 | Non-Stock |  |  |  |  | Surge Protection | Power Surge | http://www.erico.com/part.asp?part=SES320FC240V
SES320FC120240S | 78480507302 | SES320FC120240S |  | SES, 320kA, Filter, 120/240V Split Phase, Counter | 1540.95 |  | EA | E2 | 2.9 | 1 | Stock |  |  |  |  | Surge Protection | Power Surge | http://www.erico.com/part.asp?part=SES320FC120240S
SES320FC208Y | 78480507297 | SES320FC208Y |  | SES, 320kA, Filter, 120/208V WYE, Counter | 1589.57 |  | EA | E2 | 2.9 | 1 | Stock |  |  |  |  | Surge Protection | Power Surge | http://www.erico.com/part.asp?part=SES320FC208Y
SES320FC480Y | 78480507298 | SES320FC480Y |  | SES, 320kA, Filter, 277/480V WYE, Counter | 1589.57 |  | EA | E2 | 2.9 | 1 | Stock |  |  |  |  | Surge Protection | Power Surge | http://www.erico.com/part.asp?part=SES320FC480Y
SES320FC240D | 78480507299 | SES320FC240D |  | SES, 320kA, Filter, 240V Delta, Counter | 1686.79 |  | EA | E2 | 2.9 | 1 | Stock |  |  |  |  | Surge Protection | Power Surge | http://www.erico.com/part.asp?part=SES320FC240D
SES320FC480D | 78480507300 | SES320FC480D |  | SES, 320kA, Filter, 480V Delta, Counter | 1686.79 |  | EA | E2 | 2.9 | 1 | Stock |  |  |  |  | Surge Protection | Power Surge | http://www.erico.com/part.asp?part=SES320FC480D
SES320FC120240D | 78480507296 | SES320FC120240D |  | SES, 320kA, Filter, 120/240V Delta, Counter | 1701.37 |  | EA | E2 | 2.9 | 1 | Stock |  |  |  |  | Surge Protection | Power Surge | http://www.erico.com/part.asp?part=SES320FC120240D
SES320FC600Y | 78480507661 | SES320FC600Y |  | SES, 320kA, Filter, 347/600V WYE, Counter | 1589.57 |  | EA | E2 | 2.9 | 1 | Non-Stock |  |  |  |  | Surge Protection | Power Surge | http://www.erico.com/part.asp?part=SES320FC600Y
SES320MT |  | SES320MT |  | SES 320 Mounting Kit | 39.05 |  | EA | E2 | 2.9 | 1 | Stock |  |  |  |  | Surge Protection | Power Surge | http://www.erico.com/part.asp?part=SES320MT
SES360DB120240S | 78480507451 | SES360DB120240S |  | SES, 360kA, Basic, 120/240V Split Phase, Disconnect | 4482.65 |  | EA | E2 | 18.2 | 1 | Stock |  |  |  |  | Surge Protection | Power Surge | http://www.erico.com/part.asp?part=SES360DB120240S
SES360DF120240S | 78480507452 | SES360DF120240S |  | SES, 360kA, Filter, 120/240V Split Phase, Disconnect | 4669.42 |  | EA | E2 | 18.2 | 1 | Stock |  |  |  |  | Surge Protection | Power Surge | http://www.erico.com/part.asp?part=SES360DF120240S
SES360DB120240D | 78480507481 | SES360DB120240D |  | SES, 360kA, Basic, 120/240V Hi-Leg Delta, Disconnect | 5042.98 |  | EA | E2 | 18.2 | 1 | Stock |  |  |  |  | Surge Protection | Power Surge | http://www.erico.com/part.asp?part=SES360DB120240D
SES360DF120240D | 78480507482 | SES360DF120240D |  | SES, 360kA, Filter, 120/240V Hi-Leg Delta, Disconnect | 5229.75 |  | EA | E2 | 18.2 | 1 | Stock |  |  |  |  | Surge Protection | Power Surge | http://www.erico.com/part.asp?part=SES360DF120240D
SES360DB208Y | 78480507483 | SES360DB208Y |  | SES, 360kA, Basic, 120/208V WYE, Disconnect | 4669.42 |  | EA | E2 | 18.2 | 1 | Stock |  |  |  |  | Surge Protection | Power Surge | http://www.erico.com/part.asp?part=SES360DB208Y
SES360DF208Y | 78480507484 | SES360DF208Y |  | SES, 360kA, Filter, 120/208V WYE, Disconnect | 4856.2 |  | EA | E2 | 18.2 | 1 | Stock |  |  |  |  | Surge Protection | Power Surge | http://www.erico.com/part.asp?part=SES360DF208Y
SES360DB480D | 78480507485 | SES360DB480D |  | SES, 360kA, Basic, 480V Delta, Disconnect | 5042.98 |  | EA | E2 | 18.2 | 1 | Stock |  |  |  |  | Surge Protection | Power Surge | http://www.erico.com/part.asp?part=SES360DB480D
SES360DF480D | 78480507486 | SES360DF480D |  | SES, 360kA, Filter, 480V Delta, Disconnect | 5229.75 |  | EA | E2 | 18.2 | 1 | Stock |  |  |  |  | Surge Protection | Power Surge | http://www.erico.com/part.asp?part=SES360DF480D
SES360DB480Y | 78480507487 | SES360DB480Y |  | SES, 360kA, Basic, 277/480V WYE, Disconnect | 4669.42 |  | EA | E2 | 18.2 | 1 | Stock |  |  |  |  | Surge Protection | Power Surge | http://www.erico.com/part.asp?part=SES360DB480Y
SES360DF480Y | 78480507488 | SES360DF480Y |  | SES, 360kA, Filter, 277/480V WYE, Disconnect | 4856.2 |  | EA | E2 | 18.2 | 1 | Stock |  |  |  |  | Surge Protection | Power Surge | http://www.erico.com/part.asp?part=SES360DF480Y
SES360DB600Y | 78480507489 | SES360DB600Y |  | SES, 360kA, Basic, 347/600V WYE, Disconnect | 4669.42 |  | EA | E2 | 18.2 | 1 | Stock |  |  |  |  | Surge Protection | Power Surge | http://www.erico.com/part.asp?part=SES360DB600Y
SES360DF600Y | 78480507490 | SES360DF600Y |  | SES, 360kA, Filter, 347/600V WYE, Disconnect | 4856.2 |  | EA | E2 | 18.2 | 1 | Stock |  |  |  |  | Surge Protection | Power Surge | http://www.erico.com/part.asp?part=SES360DF600Y
SES360DB240480D | 78480507491 | SES360DB240480D |  | SES, 360kA, Basic, 480V Hi-Leg Delta, Disconnect | 5042.98 |  | EA | E2 | 18.2 | 1 | Non-Stock |  |  |  |  | Surge Protection | Power Surge | http://www.erico.com/part.asp?part=SES360DB240480D
SES360DF240480D | 78480507492 | SES360DF240480D |  | SES, 360kA, Filter, 480V Hi-Leg Delta, Disconnect | 5229.75 |  | EA | E2 | 18.2 | 1 | Non-Stock |  |  |  |  | Surge Protection | Power Surge | http://www.erico.com/part.asp?part=SES360DF240480D
SES360DB240480S | 78480507493 | SES360DB240480S |  | SES, 360kA, Basic, 240/480V Split Phase, Disconnect | 4482.65 |  | EA | E2 | 18.2 | 1 | Stock |  |  |  |  | Surge Protection | Power Surge | http://www.erico.com/part.asp?part=SES360DB240480S
SES360DF240480S | 78480507494 | SES360DF240480S |  | SES, 360kA, Filter, 240/480V Split Phase, Disconnect | 4669.42 |  | EA | E2 | 18.2 | 1 | Stock |  |  |  |  | Surge Protection | Power Surge | http://www.erico.com/part.asp?part=SES360DF240480S
SES480DB208Y | 78480507495 | SES480DB208Y |  | SES, 480kA, Basic, 120/208V WYE, Disconnect | 5518.41 |  | EA | E2 | 18.2 | 1 | Stock |  |  |  |  | Surge Protection | Power Surge | http://www.erico.com/part.asp?part=SES480DB208Y
SES480DF208Y | 78480507496 | SES480DF208Y |  | SES, 480kA, Filter, 120/208V WYE, Disconnect | 5730.66 |  | EA | E2 | 18.2 | 1 | Stock |  |  |  |  | Surge Protection | Power Surge | http://www.erico.com/part.asp?part=SES480DF208Y
SES480DB480D | 78480507497 | SES480DB480D |  | SES, 480kA, Basic, 480V Delta, Disconnect | 5942.9 |  | EA | E2 | 18.2 | 1 | Stock |  |  |  |  | Surge Protection | Power Surge | http://www.erico.com/part.asp?part=SES480DB480D
SES480DF480D | 78480507498 | SES480DF480D |  | SES, 480kA, Filter, 480V Delta, Disconnect | 6155.15 |  | EA | E2 | 18.2 | 1 | Stock |  |  |  |  | Surge Protection | Power Surge | http://www.erico.com/part.asp?part=SES480DF480D
SES480DB480Y | 78480507499 | SES480DB480Y |  | SES, 480kA, Basic, 277/480V WYE, Disconnect | 5518.41 |  | EA | E2 | 18.2 | 1 | Stock |  |  |  |  | Surge Protection | Power Surge | http://www.erico.com/part.asp?part=SES480DB480Y
SES480DF480Y | 78480507500 | SES480DF480Y |  | SES, 480kA, Filter, 277/480V WYE, Disconnect | 5730.66 |  | EA | E2 | 18.2 | 1 | Stock |  |  |  |  | Surge Protection | Power Surge | http://www.erico.com/part.asp?part=SES480DF480Y
SES480DB600Y | 78480507501 | SES480DB600Y |  | SES, 480kA, Basic, 347/600V WYE, Disconnect | 5518.41 |  | EA | E2 | 18.2 | 1 | Stock |  |  |  |  | Surge Protection | Power Surge | http://www.erico.com/part.asp?part=SES480DB600Y
SES480DF600Y | 78480507502 | SES480DF600Y |  | SES, 480kA, Filter, 347/600V WYE, Disconnect | 5730.66 |  | EA | E2 | 18.2 | 1 | Stock |  |  |  |  | Surge Protection | Power Surge | http://www.erico.com/part.asp?part=SES480DF600Y
SES480DB600D | 78480507503 | SES480DB600D |  | SES, 480kA, Basic, 600V Delta, Disconnect | 5942.9 |  | EA | E2 | 18.2 | 1 | Non-Stock |  |  |  |  | Surge Protection | Power Surge | http://www.erico.com/part.asp?part=SES480DB600D
SES480DF600D | 78480507504 | SES480DF600D |  | SES, 480kA, Filter, 600V Delta, Disconnect | 6155.15 |  | EA | E2 | 18.2 | 1 | Non-Stock |  |  |  |  | Surge Protection | Power Surge | http://www.erico.com/part.asp?part=SES480DF600D
SES480DB240480D | 78480507505 | SES480DB240480D |  | SES, 480kA, Basic, 480V Hi-Leg Delta, Disconnect | 5942.9 |  | EA | E2 | 18.2 | 1 | Non-Stock |  |  |  |  | Surge Protection | Power Surge | http://www.erico.com/part.asp?part=SES480DB240480D
SES480DF240480D | 78480507506 | SES480DF240480D |  | SES, 480kA, Filter, 480V Hi-Leg Delta, Disconnect | 6155.15 |  | EA | E2 | 18.2 | 1 | Non-Stock |  |  |  |  | Surge Protection | Power Surge | http://www.erico.com/part.asp?part=SES480DF240480D
SES480DB240480S | 78480507507 | SES480DB240480S |  | SES, 480kA, Basic, 240/480V Split Phase, Disconnect | 5306.16 |  | EA | E2 | 18.2 | 1 | Stock |  |  |  |  | Surge Protection | Power Surge | http://www.erico.com/part.asp?part=SES480DB240480S
SES480DF240480S | 78480507508 | SES480DF240480S |  | SES, 480kA, Filter, 240/480V Split Phase, Disconnect | 5518.41 |  | EA | E2 | 18.2 | 1 | Stock |  |  |  |  | Surge Protection | Power Surge | http://www.erico.com/part.asp?part=SES480DF240480S
SES320B120240SP | 78480506286 | SES320B120240SP | NEW | SES, 320KA, BASIC, | 1332.54 |  | EA | E2 | 2.9 | 1 | Non-Stock |  |  |  |  | Surge Protection | Power Surge | http://www.erico.com/part.asp?part=SES320B120240S
SES320F120240SP | 78480506287 | SES320F120240SP | NEW | SES, 320KA, FILTER, | 1368.65 |  | EA | E2 | 2.9 | 1 | Non-Stock |  |  |  |  | Surge Protection | Power Surge | http://www.erico.com/part.asp?part=SES320F120240S